## Weeklys and Monthlys
total time | 0.33333
Time | Weeklys | Monthlys
0 | Lafhood weekly cleaning | Cedex Monthly Check
0.010417
0.020833
0.03125 | Incubators weekly check. Cleaning, inspection and/or replace aquastabil if necessary
0.041667
0.052083
0.0625 | Coldroom weekly activities (check inventory and discard expired materials)
0.072917
0.083333
0.09375 | Nitrogen container weekly refilling (both building 1 and 4) | NOVA Bioprofile monthly maintenace
0.10417
0.11458
0.125
0.13542
0.14583 |  | Flex 2 Bioprofile monthly maintenance
0.15625 | Cedex Weekly Cleaning (all cedexes)
0.16667
0.17708
0.1875
0.19792 | NOVA Bioprofiler Weekly Maintenance | LAF hood logbook monthly review
0.20833
0.21875 |  | Incubator monthly check
0.22917
0.23958
0.25 |  | WAVES time check and logbook check
0.26042
0.27083 | Bioweler, Bioweler TC and SCD Weekly Check | Logbook monthly review for SCD, biowelder and biowelder TC)
0.28125
0.29167 |  | Sealer monthly check
0.30208 | Orion and BGA (bi)weekly check
0.3125
0.32292 |  | Logbook monthly review for flowmeters, clarification equipment/area
0.33333 | 5S Weekly tidy-up, decluttering and organizing
0.34375 |  | Balance verification check (Bi-monthly)
0.35417
0.36458
0.375 |  | L-10 equipment check and logbook review (except bioprofile and cedex)
0.38542 | Area and hallway (L-03, L-04, L-13 and Autoclave cabinet) weekly tidy-up, decluttering and organizing
0.39583
0.40625
0.41667
0.42708 |  | DCUs time check and logbook review
0.4375 | Sampling area weekly check (L-10 and L-21)
0.44792 |  | WFI Point
0.45833
0.46875 | Bioprofile Flex 2s Weekly maintance | Nitrogen container
0.47917
0.48958
0.5 |  | Miscellaneous
0.51042
0.52083 |  | L-10 and L-21 logbook review
0.53125
0.54167
0.55208 |  | Coldroom, freezer and freezer S-18
0.5625
0.57292
0.58333
0.59375
0.60417
0.61458
0.625
0.63542
0.64583
0.65625
0.66667
0.67708
0.6875
0.69792
0.70833
0.71875
0.72917
0.73958
0.75
0.76042
0.77083
0.78125
0.79167
0.80208
0.8125
0.82292
0.83333
0.84375
0.85417
0.86458
0.875
0.88542
0.89583
0.90625
0.91667
0.92708
0.9375
0.94792
0.95833
0.96875
0.97917
0.98958
1899-12-31
1899-12-31 00:15
1899-12-31 00:30
1899-12-31 00:45
1899-12-31 01:00
1899-12-31 01:15
1899-12-31 01:30
1899-12-31 01:45
1899-12-31 02:00
1899-12-31 02:15
1899-12-31 02:30
1899-12-31 02:45
1899-12-31 03:00
1899-12-31 03:15
1899-12-31 03:30
1899-12-31 03:45
1899-12-31 04:00
1899-12-31 04:15
1899-12-31 04:30
1899-12-31 04:45
1899-12-31 05:00
1899-12-31 05:15
1899-12-31 05:30
1899-12-31 05:45
1899-12-31 06:00
1899-12-31 06:15
1899-12-31 06:30
1899-12-31 06:45
1899-12-31 07:00
1899-12-31 07:15
1899-12-31 07:30
1899-12-31 07:45
1899-12-31 08:00
1899-12-31 08:15
1899-12-31 08:30
1899-12-31 08:45
1899-12-31 09:00
1899-12-31 09:15
1899-12-31 09:30
1899-12-31 09:45
1899-12-31 10:00
1899-12-31 10:15
1899-12-31 10:30
1899-12-31 10:45
1899-12-31 11:00
1899-12-31 11:15
1899-12-31 11:30
1899-12-31 11:45
1899-12-31 12:00
1899-12-31 12:15
1899-12-31 12:30
1899-12-31 12:45
1899-12-31 13:00
1899-12-31 13:15
1899-12-31 13:30
1899-12-31 13:45
1899-12-31 14:00
1899-12-31 14:15
1899-12-31 14:30
1899-12-31 14:45
1899-12-31 15:00
1899-12-31 15:15

## California (50) (hidden)
total time | 0.35417 | 0 | 0 | 0 | 0 | 0 | 0 | 0 | 0 | 0 | 0 | 0 | 0 | 0.17708 | 0.20833 | 0 | 0.010417 | 0.14583 | 0 | 0.09375 | 0.29167 | 0.16667 | 0.42708 | 0.33333 | 0 | 0.010417 | 0.33333 | 0 | 0.010417 | 0.33333 | 0.375 | 0.33333 | 0.38542 | 0.54167 | 0.3125 | 0.57292 | 0.69792 | 0.6875 | 0.53125 | 0.29167 | 0.14583 | 0.16667 | 0.125 | 0.125 | 0.125 | 0.13542 | 0.17708 | 0.63542 | 0.63542 | 0.63542 | 1900-01-01 04:00 | 0.75 | 0.083333 | 0 | 0 | 0 | 0 | 0 | 0.20833 | 0 | 0:00 | 0:00 | 0 | 0 | 0 | 0 | 0 | 0 | 0 | 0 | 0 | 0 | 0 | 0
Time | time axis 2021-02-14 to 2021-04-15
0:00 | 50.536 QC LIMS | [12 empty] | 50.536 STAGE #1 Prep. Thaw | 50.536 Clean LAF |  | 50.536 Pre-warm med. | 50.536 Clean LAF |  | 50.536 Pre-warm med. | 50.536 Clean LAF | 50.536 Finilize PP951 | 50.536 Pre-warm med. | 50.536 Pre-culture: 2 x 2L WAVE Sampling to be witnessed |  | 50.536 Pre-warm med. | 50.536 Pre-culture: 2 x 20L WAVE Sampling to be witnessed |  | 50.536 Pre-warm med. | 50.536 Pre-culture: 2 x 20L WAVE Sampling to be witnessed | 50.536 Prep. 50L SUB (Autoclave probes) + pressure test the 50L bag | 50.536 Prep. Connect pumptubing to medium addition line | 50.536 pH and DO Calibration | 50.536 DS 50L D# 1 | 50.536 DS 50L D# 2 | 50.536 pH and DO Calibration | 50.536 50.578 DS 250L D# 1 | 50.536 DS 250L D# 2 | 50.536 pH and DO Calibration L-48 | 50.536 DS 2K D# 1 | 50.536 DS 2K D# 2 Prep. tubing Feeds | 50.536 DS 2K D# 3 Start Feed A & B | 50.536 DS 2K D# 4 | 50.536 DS 2K D# 5 | 50.536 DS 2K D# 6 Start Glucose addition | 50.536 DS 2K D# 7 Decrease temp. | 50.536 DS 2K D# 8 Exchange Feed A | 50.536 DS 2K D# 9 | 50.536 DS 2K D# 10 | 50.536 DS 2K D# 11 Connect Y-tubing to sample port | 50.536 Clean LAF hood | 50.536 Filling out Clarified Harvest Tote# 1 3 or 4 x 500L bags L-47 | 50.536 Finilize PP956 | 50.536 SV Finilize PP956 | PrO# SV Finilize PP956 |  |  |  |  | PrO# 50.536 Check all PPs are finalized are ready for BPS review | PrO# 50.536 SV Check all PPs are finalized are ready for BPS review
0:15 | 2021-02-28: 50.536 STAGE #1 Take vial (S-17); 2021-03-03: 50.536 STAGE #2 Pre-culture: Erlenmeyers (PEM @ 09:00 hr); 2021-03-05: 50.536 Prep WAVES; 2021-03-06: 50.536 Prep. 2 x 2L WAVE Start MFCS batch /; 2021-03-08: 50.53650. Prep WAVES
0:30 | 2021-04-05: 50.536 DS 2K Collect Crude Harvest for filling out (L-48)
0:45 | 2021-02-28: 50.536 STAGE #1 Thaw (PEM @ 09:00 hr); 2021-03-18: 50.536 Sampling 20L WAVE; 2021-03-21: 50.536 DS 50L D# 3; 2021-03-24: 50.536 DS 250L D# 3
1:00 | 2021-03-06: 50.536 Pre-culture: 2 x 2L WAVE; 2021-03-07: FYI: EM incubator by QC; 2021-03-17: 50.536 Medium add. 50L SUB; 2021-03-19: 50.536 Finilize PP952; 2021-03-20: 50.536 Medium Addition 250L; 2021-03-22: 50.536 pre-chk probes + autoclave @xx:xx; 2021-03-23: 50.536 Install probes L-48; 2021-04-07: 50.536 SV Finilize PP955
1:15 | 2021-03-08: 50.536 SV Finilize PP951; 2021-04-02: 50.536 Second AF; 2021-04-03: 50.536 Second AF; 2021-04-04: 50.536 Second AF
1:30 | 2021-02-27: 50.536 prep incubator/ aquastabil.; 2021-03-23: 50.536 Medium Addition 2K L-48; 2021-03-25: 50.536 Finilize PP954; 2021-03-31: 50.536 Second AF; 2021-04-02: 50.536 Clarification build up; 2021-04-03: 50.536 Clarification build up; 2021-04-04: 50.536 Clarification build up
1:45 | 2021-03-03: 50.536 Clean LAF; 2021-03-18: 50.536 Stop DO Cal.; 2021-03-21: 50.536 Stop DO Cal.; 2021-03-24: 50.536 Stop DO Cal.; 2021-03-26: 50.536 SV Finilize PP954
2:00 | 2021-02-27: 50.536 Pre-warm med.; 2021-03-18: 50.536 Calculations Inoculation + set alarms; 2021-03-19: 50.536 Prep. 250L SUB (Autoclave @ hh:mm) + pressure testing the 250L bag; 2021-03-21: 50.536 Inoculation 250L; 2021-03-24: 50.536 Inoculation 2K L-48; 2021-04-01: 50.536 Second AF; 2021-04-05: 50.536 Fill out crude Harvest (L-17) Aseptic Handlings
2:15 | 2021-03-08: 50.536 LC Thaw/ clean inside incubator.; 2021-03-22: 50.536 Install 2000L + pressure test 2K bag L-48
2:30 | 2021-02-28: 50.536 Clean LAF; 2021-03-25: 50.536 LC 250L SUB
2:45
3:00 | 2021-03-06: 50.536 Clean LAF; 2021-03-17: 50.536 LC WAVE
3:15 | 2021-02-14: 50.536 PP Request; 2021-03-06: 50.536 LC Thaw; 2021-03-08: 50.536 LC Thaw/ Put incubator at 60° for 120 minutes. In the mean time clean outside and change tubing; 2021-03-18: 50.536 Inoculation 50L SUB
3:30 | 2021-04-05: 50.536 Prep. Pre-flush
3:45 | 2021-03-18: 50.536 DS 50L D# 0; 2021-03-20: 50.536 SV Finilize PP952
4:00 | 2021-03-17: 50.536 Prep materials and confirm media released
4:15 | 2021-04-06: 50.536 Finilize PP955
4:30 | 2021-03-24: 50.536 Daily Sampling 2K Day# 0; 2021-04-05: 50.536 WFI pre-Flush 3000L STAX System Drain and discard WFI bags after flushing
4:45 | 2021-03-20: 50.536 Prep materials and confirm media released
5:00 | 2021-03-21: 50.536 DS 250L
5:15 | 2021-03-08: 50.536 LC Thaw/ Switch UV-light on for 30 minutes/Finish cleaning; 2021-04-06: 50.536 LC 2000L SUB
5:30
5:45 | 2021-03-24: 50.536 in ac. 250L SUB
6:00 | 2021-03-21: 50.536 LC 50L SUB
6:15 | 2021-03-22: 50.536 Finilize PP953; 2021-04-06: 50.536 LC CLAR
6:30
6:45
7:00 | 2021-04-05: 50.536 Buffer pre-Flush final filters Drain and discard buffer bags after flushing
7:15 | 2021-03-22: 50.536 Probes cool down; 2021-04-06: 50.536 Discard left over materials
7:30
7:45
8:00
8:15 | 2021-03-23: 50.536 SV Finilize PP953
8:30
8:45
9:00
9:15 | 2021-03-23: 50.536 Prep materials and confirm media released
9:30 | 2021-04-05: 50.536 Buffer pre-Flush STAX
9:45
10:00
10:15
10:30
10:45
11:00 | 2021-04-05: 50.536 Prep. Final Connections
11:15
11:30
11:45
12:00 | 2021-04-05: 50.536 Stop Feeds and finalze cell culture
12:15
12:30 | 2021-04-05: 50.536 turn off temp controll
12:45
13:00 | 2021-04-05: 50.536 Clarification 2K Monitor volume (L-48)
13:15
13:30
13:45
14:00
14:15
14:30
14:45
15:00 | 2021-04-05: 50.536 Clarification 2K STAX system
15:15
15:30
15:45
16:00
16:15
16:30
16:45
17:00 | 2021-04-05: 50.536 Post Flush
17:15
17:30
17:45
18:00 | 2021-04-05: 50.536 Post Clar. Steps Blow-out STAX Discard STAX and Clean STAX system
18:15
18:30
18:45
19:00
19:15
19:30 | 2021-04-05: 50.536 Filling out Clarified Harvest Tote# 1 2 or 3 x 500L bags
19:45
20:00
20:15
20:30
20:45
21:00
21:15
21:30
21:45
22:00 | 2021-04-05: 50.536 Discard and clean 2K L-48 + Partial change over L-32
22:15
22:30
22:45
23:00 | 2021-04-05: 50.536 Prep L-47
23:15
23:30 | 2021-04-05: 50.536 Post Clar. Steps Monitor temp. totes L-47
23:45
24:00
24:15
24:30 | 2021-04-05: 50.536 Sampling Collecting tote samples (L-47)
24:45
25:00
25:15
25:30 | 2021-04-05: 50.536 Fill out Samples CH
25:45
26:00
26:15
26:30
26:45
27:00
27:15
27:30
27:45
28:00
28:15
28:30

## London (52) (hidden)
| 0.27083 | 0 | 0 | 0 | 0 | 0 | 0 | 0.35417 | 0 | 0 | 0 | 0 | 0.041667 | 0.125 | 0.32292 | 0 | 0 | 0 | 0.20833 | 0 | 0 | 0.0625 | 0.36458 | 0 | 0 | 0.41667 | 0.3125 | 0 | 0 | 0.10417 | 0.35417 | 0 | 0 | 0 | 0.35417 | 0.60417 | 0.22917 | 0.4375 | 0.65625 | 0.27083 | 0.5625 | 0.0625 | 0.57292 | 0.11458 | 0.11458 | 0.15625 | 0.23958 | 0.19792 | 0.19792 | 0.14583 | 0.14583 | 0.14583 | 0.21875 | 0.14583 | 0.83333 | 0.83333 | 0.91667 | 1900-01-01 14:00 | 0.47917 | 0.16667 | 0 | 0 | 0 | 0 | 0.20833 | 0 | 0 | 0 | 0 | 0 | 0 | 0 | 0 | 0
Time | time axis 2021-08-11 to 2021-10-14
0 | 52.597 QC LIMS | [6 empty] | 52.597 PrO Prep; * LB ready for use * Area's Ready for use * Equipment Ready for use * L-10 ready for use |  |  |  |  | 52.597 Check incubator (pitch) materials and equipment check | 52.597 STAGE #1 Prep SMARTSHEET. Thaw | 52.597 Clean LAF |  |  | 52.597 Stage #2 Prep SMARTSHEET | 52.597 Clean LAF |  |  | 52.597 Prep SMARTSHEET. 2L WAVE | 52.597 Clean LAF |  |  | 52.597 : Prep SMARTSHEET. 20L Wave | 52.597 Pre-culture: 20L WAVE WV 3L execute in the morning (cold medium) Sampling to be witnessed |  |  | 52.597 Prep SMARTSHEET 50L WAVE | 52.597 Pre-culture: 50L WAVE WV 9L execute in the morning (cold medium) Sampling to be witnessed |  |  |  | 52.597 Pre-culture: 50L WAVE WV 25L execute in the morning (cold medium) Sampling to be witnessed | 52.597 Pre-check probes 250L | 52.597 Medium Addition 250L | 52.597 Install 1000L + pressure test 1K bag (max. 5 D to B.inoc) L-32 | 52.597 pH and DO Cal. 250L SAVE SAMPLE PORT | 52.597 DS 250L D#1 | 52.597 DS 250L D#2 | 52.597 DS 250L D#3 | 52.597 pH and DO Cal. 1K SAVE SAMPLE PORT | 15 min L10 extra | 15 min L10 extra | 15 min L10 extra | 15 min L10 extra | 15 min L10 extra | 16 min L10 extra | 52.597 DS 1k D#7 No pH!!!! | 52.597 DS 1k D#8 No pH!!!! | 52.597 DS 1k D#9 No pH!!!! | 15 min L10 extra | 52.597 DS 1k D#11 No pH!!! | 52.597 DS 1k D#12 No pH!!! | 52.597 DS 1k D#13 No pH!!! | 52.597 DS 1k D#14 No pH!!! | 15 min L10 extra | 52.597 Finalize PP1128/859 | 52.597 Finalize PP81128 |  |  |  |  | 52.597 Finalize All PPs
0.010417 | 2021-08-25: 52.597 Pre-warm med.; 2021-08-29: 52.597 STAGE #2 Pre-culture: Erlenmeyers; 2021-09-02: 52.597 Prep. 2L WAVE Start MFCS batch; 2021-09-23: 52.597 DS 1k D#1; 2021-09-24: 52.597 DS 1k D#2; 2021-09-25: 52.597 DS 1k D#3; 2021-09-26: 52.597 DS 1k D#4; 2021-09-27: 52.597 DS 1k D#5; 2021-09-28: 52.597 DS 1k D#6; 2021-10-02: 52.597 DS 1k D#10; 2021-10-07: 52.597 prep S-17
0.020833 | 2021-08-25: 52.597 STAGE #1 Take vial (S-17); 2021-10-07: 52.597 DS 1k D#15
0.03125 | 2021-09-18: 52.597 Stop DO Cal.; 2021-09-19: 52.597 pre-chk probes Autoclave @13:00 (1K); 2021-09-20: 52.597 Install probes L-32; 2021-09-22: 52.597 Stop DO Cal.
0.041667 | 2021-08-25: 52.597 STAGE #1 Thaw (PEM @ 09:30 hr); 2021-09-02: 52.597 Pre-culture: 2L WAVE WV 500mL execute in the morning (cold medium); 2021-09-05: 52.597 LC Thaw/ clean inside incubator.; 2021-09-18: 52.597 Sampling WAVE; 2021-09-22: 15 min L10 extra; 2021-10-08: 52.597 LC 1000L SUB
0.052083 | 2021-09-20: 52.597 Medium Addition 1K max (2d 48hr B.inoc); 2021-09-22: 52.597 DS 250L D#4
0.0625 | 2021-09-15: 52.597 end pre-check probes 250L & autoclave @ 14:00; 2021-09-23: 52.597 LC 250L
0.072917 | 2021-09-19: 52.597 Finalize wave PP; 2021-09-27: 52.597 2nd pCO2 D#5; 2021-09-28: 52.597 2nd pCO2 D#6; 2021-10-04: 52.597 Prep Clar; 2021-10-05: 52.597 Prep Clar
0.083333 | 2021-09-15: 52.597 Install 250L + pressure test 1K bag; 2021-09-18: 52.597 Calculations Inoculation + set alarms; 2021-09-22: 52.597 : Calculations + Set alarms; 2021-10-08: 52.597 LC CLAR
0.09375 | 2021-09-26: 52.597 2nd pCO2 D#4; 2021-10-07: Prep Pre-flush L-26 & L-32
0.10417 | 2021-08-29: 52.597 Clean LAF
0.11458 | 2021-09-06: 52.597 : Finalize PP1124; 2021-10-06: 52.597 Prep SMARTSHEET Clar
0.125 | 2021-09-22: 52.597 Start Inoculation 1K; 2021-10-08: 52.597 Discard left over materials
0.13542 | 2021-09-18: 52.597 Inoculation 250L; 2021-10-07: WFI pre-Flush STAX 1 - 4 Record flow and pressure every 10 min. Drain and discard WFI bags after flushing
0.14583
0.15625 | 2021-09-17: 52.597 Confirm materials and media released SMARTSHEET
0.16667 | 2021-08-25: 52.597 Clean LAF; 2021-09-02: 52.597 LC Thaw
0.17708
0.1875 | 2021-09-22: 52.597 DS 1k D#0
0.19792
0.20833 | 2021-09-18: 52.597 DS 250L
0.21875
0.22917 | 2021-09-22: 52.597 In activate 250L
0.23958 | 2021-09-15: 52.597 Confirm materials and media released SMARTSHEET; 2021-10-07: Buffer Flush STAX 1 -4
0.25 | 2021-09-18: 52.597 Discard and clean up WAVE; 2021-09-22: 52.597 Finilize PP1125
0.26042 | 2021-10-07: Prep. Final Connections
0.27083
0.28125 | 2021-10-07: Clarification Culture (L-32)
0.29167 | 2021-09-18: 52.597 LC WAVE
0.30208
0.3125
0.32292
0.33333
0.34375
0.35417
0.36458 | 2021-10-07: Post Flush (L-32)
0.375
0.38542
0.39583
0.40625 | 2021-10-07: 100L Pre-flush FF
0.41667
0.42708 | 2021-10-07: 750L WFI STAX#5 L-26
0.4375
0.44792
0.45833
0.46875
0.47917
0.48958 | 2021-10-07: 200L Buffer Stax#5
0.5
0.51042 | 2021-10-07: L26 Prep. Final Connections
0.52083
0.53125 | 2021-10-07: Clarification Culture (L-26)
0.54167
0.55208
0.5625
0.57292
0.58333
0.59375
0.60417
0.61458
0.625
0.63542
0.64583
0.65625
0.66667 | 2021-10-07: Post Flush (L-26)
0.67708
0.6875
0.69792
0.70833 | 2021-10-07: DS 1K Collect Crude Harvest + 10L Sample (???) (na BOT sampling)
0.71875
0.72917
0.73958
0.75
0.76042
0.77083 | 2021-10-07: Fill out crude Harvest L-17
0.78125
0.79167
0.80208
0.8125
0.82292
0.83333
0.84375
0.85417
0.86458
0.875 | 2021-10-07: Blow-out (L-26)
0.88542 | 2021-10-07: 1hr Homogenizer Transfer FF L-11 Empty STAX#5
0.89583
0.90625
0.91667
0.92708 | 2021-10-07: 3 x 20 min + Collectiong tote samples
0.9375
0.94792
0.95833
0.96875
0.97917 | 2021-10-07: Fill out samples L-17
0.98958
1899-12-31
1899-12-31 00:15 | 2021-10-07: Blow-out (L-32)
1899-12-31 00:30 | 2021-10-07: Post Clarification Steps Clean L-32
1899-12-31 00:45
1899-12-31 01:00
1899-12-31 01:15
1899-12-31 01:30
1899-12-31 01:45
1899-12-31 02:00 | 2021-10-07: Start Clarification (L-32/L-26)
1899-12-31 02:15
1899-12-31 02:30
1899-12-31 02:45
1899-12-31 03:00
1899-12-31 03:15
1899-12-31 03:30
1899-12-31 03:45
1899-12-31 04:00
1899-12-31 04:15
1899-12-31 04:30
1899-12-31 04:45
1899-12-31 05:00
1899-12-31 05:15
1899-12-31 05:30
1899-12-31 05:45
1899-12-31 06:00
1899-12-31 06:15
1899-12-31 06:30
1899-12-31 06:45
1899-12-31 07:00
1899-12-31 07:15
1899-12-31 07:30
1899-12-31 07:45
1899-12-31 08:00
1899-12-31 08:15
1899-12-31 08:30
1899-12-31 08:45
1899-12-31 09:00
1899-12-31 09:15
1899-12-31 09:30
1899-12-31 09:45
1899-12-31 10:00
1899-12-31 10:15
1899-12-31 10:30
1899-12-31 10:45
1899-12-31 11:00
1899-12-31 11:15
1899-12-31 11:30
1899-12-31 11:45
1899-12-31 12:00
1899-12-31 12:15
1899-12-31 12:30
1899-12-31 12:45
1899-12-31 13:00
1899-12-31 13:15
1899-12-31 13:30
1899-12-31 13:45
1899-12-31 14:00
1899-12-31 14:15
1899-12-31 14:30
1899-12-31 14:45
1899-12-31 15:00

## PPCB London (not updated) (hidden)
total time | 0.70833 | 0 | 0 | 0 | 0 | 0 | 0 | 0.35417 | 0 | 0 | 0 | 0 | 0 | 0.13542 | 0.375 | 0 | 0 | 0.010417 | 0.27083 | 0 | 0 | 0.010417 | 0.47917 | 0 | 0.16667 | 0.35417 | 0 | 0 | 0.11458 | 0.52083 | 0 | 0 | 0.010417 | 0.47917 | 0 | 0.44792 | 0.32292 | 0.45833 | 0.35417 | 0.47917 | 0.13542 | 0.41667 | 0.09375 | 0.09375 | 0.13542 | 0.17708 | 0.17708 | 0.17708 | 0.13542 | 0.13542 | 0.13542 | 0.13542 | 0.13542 | 0.13542 | 0.82292 | 0.82292 | 1900-01-02 05:15 | 0.083333 | 0.4375 | 0 | 0 | 0 | 0 | 0 | 0 | 0 | 0 | 0 | 0 | 0 | 0 | 0 | 0 | 0
Time | -14 | -13 | -12 | -11 | -10 | -9 | -8 | -7 | -6 | -5 | -4 | -3 | -2 | -1 | 0 | 1 | 2 | 3 | 4 | 5 | 6 | 7 | 8 | 9 | 10 | 11 | 12 | 13 | 14 | 15 | 16 | 17 | 18 | 19 | 20 | 21 | 22 | 23 | 24 | 25 | 26 | 27 | 28 | 29 | 30 | 31 | 32 | 33 | 34 | 35 | 36 | 37 | 38 | 39 | 40 | 41 | 42 | 43 | 44 | 45 | 46 | 47 | 48 | 49 | 50 | 51 | 52 | 53 | 54 | 55 | 56 | 57 | 58 | 59 | 60 | 61 | 62 | 63 | 64 | 65
0 | 42: 52.525 prep S-17; 46: 52.525 P2 PPCB Passage #2 (3 or 4 days); 50: 52.525 P2 PPCB Passage #3 Or lay down; 54: 52.525 P2 PPCB #4 Passage #4 Or lay down; 58: 52.525 P2 laying down PPCB; 59: cleaning controlled rate freezer
0.010417 | 42: 52.525 P1 pre-warm medium PPCB >30 min
0.020833 | 42: 52.525 P2 PPCB Passage # 1
0.03125
0.041667
0.052083
0.0625
0.072917
0.083333
0.09375 | 50: 52.525 P2 PEM PPCB
0.10417 | 50: 52.525 P2 PEM PPCB Finalize
0.11458
0.125
0.13542
0.14583
0.15625 | 58: 52.525 P2 PEM PPCB
0.16667 | 58: 52.525 P2 PEM PPCB Finalize
0.17708 | 58: 52.525 prep S-17
0.1875
0.19792
0.20833
0.21875
0.22917
0.23958
0.25
0.26042
0.27083
0.28125
0.29167
0.30208
0.3125
0.32292
0.33333
0.34375
0.35417
0.36458
0.375
0.38542
0.39583
0.40625
0.41667
0.42708
0.4375
0.44792
0.45833
0.46875
0.47917
0.48958
0.5
0.51042
0.52083
0.53125
0.54167
0.55208
0.5625
0.57292
0.58333
0.59375
0.60417
0.61458
0.625
0.63542
0.64583
0.65625
0.66667
0.67708
0.6875
0.69792
0.70833
0.71875
0.72917
0.73958
0.75
0.76042
0.77083
0.78125
0.79167
0.80208
0.8125
0.82292
0.83333
0.84375
0.85417
0.86458
0.875
0.88542
0.89583
0.90625
0.91667
0.92708
0.9375
0.94792
0.95833
0.96875
0.97917
0.98958
1899-12-31
1899-12-31 00:15
1899-12-31 00:30
1899-12-31 00:45
1899-12-31 01:00
1899-12-31 01:15
1899-12-31 01:30
1899-12-31 01:45
1899-12-31 02:00
1899-12-31 02:15
1899-12-31 02:30
1899-12-31 02:45
1899-12-31 03:00
1899-12-31 03:15
1899-12-31 03:30
1899-12-31 03:45
1899-12-31 04:00
1899-12-31 04:15
1899-12-31 04:30
1899-12-31 04:45
1899-12-31 05:00
1899-12-31 05:15
1899-12-31 05:30
1899-12-31 05:45
1899-12-31 06:00
1899-12-31 06:15
1899-12-31 06:30
1899-12-31 06:45
1899-12-31 07:00
1899-12-31 07:15
1899-12-31 07:30
1899-12-31 07:45
1899-12-31 08:00
1899-12-31 08:15
1899-12-31 08:30
1899-12-31 08:45
1899-12-31 09:00
1899-12-31 09:15
1899-12-31 09:30
1899-12-31 09:45
1899-12-31 10:00
1899-12-31 10:15
1899-12-31 10:30
1899-12-31 10:45
1899-12-31 11:00
1899-12-31 11:15
1899-12-31 11:30
1899-12-31 11:45
1899-12-31 12:00
1899-12-31 12:15
1899-12-31 12:30
1899-12-31 12:45
1899-12-31 13:00
1899-12-31 13:15
1899-12-31 13:30
1899-12-31 13:45
1899-12-31 14:00
1899-12-31 14:15
1899-12-31 14:30
1899-12-31 14:45
1899-12-31 15:00

## Munich (37)
total time | 0.35417 | 0 | 0 | 0 | 0 | 0 | 0 | 0 | 0 | 0 | 0 | 0 | 0 | 0.23958 | 0.41667 | 0 | 0 | 0.40625 | 0 | 0 | 0 | 0.41667 | 0.16667 | 0.33333 | 0.46875 | 0 | 0 | 0 | 0.36458 | 0.5625 | 0.55208 | 0.54167 | 0.25 | 0.60417 | 0.59375 | 0.625 | 0.78125 | 0.83333 | 0.28125 | 0.60417 | 0.45833 | 0.29167 | 0.20833 | 0.20833 | 0.20833 | 0.20833 | 0.20833 | 0.70833 | 0.70833 | 0.70833 | 0.70833 | 0.71875 | 1900-01-01 06:00 | 0.83333 | 0.16667 | 0.083333 | 0 | 0 | 0 | 0 | 0.20833 | 0.20833 | 0 | 0 | 0 | 0 | 0 | 0 | 0 | 0 | 0 | 0 | 0 | 0
Time | time axis 2023-08-07 to 2023-10-07
0:00 | 37.506 QC LIMS | [8 empty] | 37.506 Stage#1 Prep. Incubator + enable alarms with ENG Pitch 25mm (no recording in PP yet) |  |  |  | 37.506 STAGE #1 Prep. Thaw Pitch 25mm | 37.506 Clean LAF |  |  | 37.506 Clean LAF |  |  |  | 37.506 Clean LAF |  | 37.506 LC Thaw/ clean inside incubator. | 37.506 Pre-warm med. |  |  |  | 37.506 Pre-warm med. | 37.506 Prep. 50L SUB + pressure test bag | 37.506 Medium add. 50L SUB | 37.506 pH and DO Calibration | 37.506 Daily Sampling 50L Day# 1 | 37.506 Daily Sampling 50L Day# 2 | 37.506 Daily Sampling 50L Day# 3 | 37.506 Daily Sampling 50L Day# 4 | 37.506 DS 250L D# 1 | 37.506 Daily Sampling 250L Day# 2 | 37.506 Daily Sampling 250L Day# 3 | 37.506 Daily Sampling 250L Day# 4 | 37.506 Daily Sampling 2K Day# 1 Connect and start continues feed + bolus addition | 37.506 Daily Sampling 2K Day# 2 | 37.506 Daily Sampling 2K Day# 3 | 37.506 Daily Sampling 2K Day# 4 | 37.506 Daily Sampling 2K Day# 5_1 | 37.506 Daily Sampling 2K Day# 6 | 37.506 Daily Sampling 2K Day# 7 | 37.506 Daily Sampling 2K Day# 8 | 37.506 Daily Sampling 2K Day# 9 | 37.506 Daily Sampling 2K Day# 10 | 37.506 Daily Sampling 2K Day# 11 | 37.506 Daily Sampling 2K Day# 12 | Prep. Pre-flush (L-26) | 37.506 Filling out Clarified Harvest Totes L-26 | 37.506 Finilize PP1084 | 37.506 SV Finilize PP1084 |  |  |  |  | 37.506 Check all PPs are finalized are ready for BPS review | 37.506 SV Check all PPs are finalized are ready for BPS review
0:15 | 2023-08-21: 37.506 Pre-warm med.; 2023-08-24: 37.506. Pre-warm med.; 2023-08-28: 37.506 Pre-warm med.; 2023-08-31: standard 37.506 20L WAVE; 2023-09-04: 37.506 Pre-culture: 2 x 50L WAVE
0:30 | 2023-08-21: 37.506 Take vial (S-17); 2023-08-24: 37.506 STAGE #2 Pre-culture: Erlenmeyers; 2023-08-28: 37.506 PEM ongoing/ prep 2 x 2L waves
0:45 | 2023-09-07: 37.506 Stop DO Cal.; 2023-09-09: 37.506 Prep. 250L SUB + pressure test 250L bag
1:00 | 2023-08-21: 37.506 Thaw Double Vial Thaw (PEM @ 09:00 hr); 2023-08-29: 37.506 SV Finilize PP1079; 2023-08-30: 37.506 LC Thaw/ Put incubator at 60° for 120 minutes. In the mean time clean outside and change tubing; 2023-09-07: 37.506 Check connections for Inoc; 2023-09-10: 37.506 Medium Addition 250L; 2023-09-11: 37.506 pH and DO Calibration; 2023-09-12: 37.506 pre-chk probes + prep for autoclave; 2023-09-13: 37.506 Medium Addition 2K L-48; 2023-09-15: 37.506: Calculations + Set alarms; 2023-09-28: WFI pre-Flush Mobius System (L-26); 2023-09-30: 37.506 SV Finilize PP1083
1:15
1:30 | 2023-08-28: standard 37.506 2L WAVE STD Aseptic Handling; 2023-09-15: 37.506 Inoculation + Daily Sampling 2K Day# 0
1:45 | 2023-09-07: 37.506 Sampling 20L WAVE; 2023-09-11: 37.506 Stop DO Cal.; 2023-09-14: 37.506 pH and DO Calibration L-48
2:00 | 2023-09-08: 37.506 Finilize PP1080; 2023-09-11: 37.506 Check connections for Inoc
2:15 | 2023-08-20: 37.506l prepare incubator/ aquastabil/probes; 2023-09-12: 37.506 Install 2000L + pressure test 2K bag L-48
2:30 | 2023-08-16: Clean incubator for thaw 37.506; 2023-08-31: Back up 37.506 20L WAVE; 2023-09-14: 37.506 Stop DO Cal.; 2023-09-20: 37.502 Daily Sampling 2K Day# 5_2 (6 hours after DS 5_1); 2023-09-24: 37.506 Clarification build up; 2023-09-25: 37.506 Clarification build up; 2023-09-26: 37.506 Clarification build up; 2023-09-27: 37.506 Connect Acid
2:45 | 2023-08-28: Back up 37.506 2L WAVE STD Aseptic Handling; 2023-09-07: 37.506 Calculations Inoculation + set alarms; 2023-09-11: 37.506 Inoculation 250L; 2023-09-14: 37.506 Check connections for Inoc; 2023-09-27: 37.506 Clarification build up
3:00 | 2023-08-30: 37.506 LC Thaw/ Switch UV-light on for 30 minutes/Finish cleaning; 2023-09-28: WFI pre-Flush 6 x final filters (L-26)
3:15 | 2023-08-07: 37.506 PP Request; 2023-09-16: 37.506 drain 250L SUB + LC
3:30 | 2023-09-07: 37.506 Inoculation 50L SUB
3:45
4:00 | 2023-08-28: standard - to occur while back aseptic handling is ongoing for BU 37.506 2 x 20L WAVE STD Finalize incoulation
4:15
4:30 | 2023-09-16: 37.506 Finilize PP 250L sub
4:45 | 2023-08-28: BU - to occur while back aseptic handling is ongoing for BU 37.506 2 x 20L WAVE STD Finalize incoulation; 2023-09-05: 37.506 Pre-check probes & autoclave
5:00 | 2023-08-24: 37.506 Clean LAF; 2023-09-28: Daily samp 2K Collect Crude Harv. ** (L-48)
5:15 | 2023-08-21: 37.506 Clean LAF; 2023-09-09: 37.506 Confirm materials and media released; 2023-09-29: 37.506 Finilize PP1083
5:30 | 2023-08-28: 37.506 Finilize PP1079
5:45 | 2023-09-05: 37.506 Confirm materials and media released; 2023-09-15: 37.506 inactivation of 250L SUB
6:00
6:15 | 2023-09-07: 37.506 Daily Sampling 50L Day# 0; 2023-09-09: 37.506 SV Finilize PP1080; 2023-09-29: 37.506 LC 2000L SUB
6:30 | 2023-09-28: Decrease Temp. 2K * (L-48)
6:45
7:00 | 2023-09-28: Prep. Final Connections (L-26+L-81+L-48 )
7:15 | 2023-09-07: 37.506 LC WAVES; 2023-09-11: 37.506 Daily Sampling 250L; 2023-09-12: 37.506 Confirm materials and media released; 2023-09-29: 37.506 LC CLAR
7:30
7:45
8:00 | 2023-09-28: Pre-clar. Steps 2K (pH treatment) *** Take sample plan sample (L-48)
8:15 | 2023-09-29: 37.506 Discard left over materials
8:30 | 2023-09-12: 37.506 Finilize PP953
8:45
9:00
9:15
9:30 | 2023-09-12: 37.506 Drain and clean up 50L SUB; 2023-09-28: Clarification 2K (L-26)
9:45
10:00
10:15
10:30
10:45
11:00
11:15
11:30 | 2023-09-28: Unfold 1500L bags (L-81)
11:45
12:00 | 2023-09-28: Post Flush (L-26)
12:15
12:30
12:45
13:00
13:15
13:30 | 2023-09-28: Fill out crude Harvest Aseptic Handlings
13:45
14:00
14:15
14:30
14:45
15:00
15:15
15:30
15:45
16:00 | 2023-09-28: Fill out Clar. Harvest
16:15
16:30
16:45
17:00
17:15
17:30 | 2023-09-28: Post Clar. Steps Discard filters and clean system + CO (L-26) 2 x CSU, 2 x DSP
17:45
18:00
18:15
18:30
18:45
19:00
19:15
19:30
19:45
20:00
20:15
20:30
20:45 | 2023-09-28: ***** Post Clar. Steps pH treatment clar. harvest (L-81)
21:00
21:15
21:30
21:45
22:00
22:15
22:30
22:45
23:00
23:15
23:30
23:45
24:00
24:15
24:30
24:45
25:00 | 2023-09-28: Clarification 2K Monitor volume (L-48)
25:15
25:30
25:45
26:00
26:15
26:30
26:45
27:00
27:15
27:30
27:45
28:00
28:15
28:30

## Mainz (10) (hidden)
total time | 0.35417 | 0 | 0 | 0 | 0 | 0 | 0 | 0 | 0 | 0 | 0 | 0 | 0 | 0.13542 | 0.27083 | 0 | 0.010417 | 0.21875 | 0 | 0.010417 | 0.32292 | 0.083333 | 0 | 0.26042 | 0 | 0.010417 | 0.26042 | 0 | 0.010417 | 0.23958 | 0.20833 | 0.41667 | 0.34375 | 0.36458 | 0.30208 | 0.55208 | 0.58333 | 0.67708 | 0.42708 | 0.36458 | 0.21875 | 0.15625 | 0.11458 | 0.11458 | 0.11458 | 0.11458 | 0.11458 | 0.11458 | 0.11458 | 0.11458 | 0.11458 | 0.11458 | 0.11458 | 0.11458 | 0.11458 | 0.11458 | 0.11458 | 0.11458 | 0.11458 | 0.11458 | 0.11458 | 0.11458 | 0.15625 | 0.19792 | 0.23958 | 0.28125 | 0.32292 | 0.36458 | 0.40625 | 0.44792 | 0.48958 | 0.53125 | 0.57292 | 0.61458
Time | time axis 2023-02-05 to 2023-04-19
0:00 | 2023-02-05: 10.502 QC LIMS; 2023-02-17: 10.502 Clean Incubator < 7 days before Thaw pitch 25mm; 2023-02-18: 10.502 Prep Thaw; 2023-02-19: PrO# 10.502 Clean LAF; 2023-02-21: 10.502 Pre-warm Medium; 2023-02-22: 10.502 Clean LAF; 2023-02-25: 10.502 Pre-warm Medium; 2023-02-26: 10.502 Clean LAF; 2023-03-01: 10.502 Pre-warm Medium; 2023-03-02: 10.502 Clean LAF; 2023-03-04: 10.502 prep wave; 2023-03-05: 10.502 Clean LAF; 2023-03-06: 10.502 Finilize PP1176; 2023-03-07: 10.502 Pre-warm Medium; 2023-03-08: 10.502 Pre-culture:2x 20L WAVE 8L; 2023-03-10: 10.502 Pre-warm Medium; 2023-03-11: 10.502 Pre-culture:2x 50L WAVE 25L; 2023-03-12: 10.502 Prep. 250L SUB + pressure testing 250L bag Max 5 days before inoc; 2023-03-13: 10.502 Medium Addition 250L (Finish not before 13:00) ≤ 24 hrs inoc; 2023-03-14: 10.502 250L pH and DO Calibration; 2023-03-15: 10.502 Daily Sampling 250L Day# 1; 2023-03-16: 10.502 Daily Sampling 250L Day# 2; 2023-03-17: 10.502 pH and DO Calibration L-48; 2023-03-18: 10.502 Daily Sampling 2K Day# 1; 2023-03-19: 10.502 Daily Sampling 2K Day# 2; 2023-03-20: 10.502 Daily Sampling 2K Day# 3; 2023-03-21: 10.502 Daily Sampling 2K Day# 4; 2023-03-22: 10.502 Daily Sampling 2K Day# 5; 2023-03-23: 10.502 Daily Sampling 2K Day# 6; 2023-03-24: 10.502 Daily Sampling 2K Day# 7; 2023-03-25: 10.502 Daily Sampling 2K Day# 8; 2023-03-26: 10.502 Daily Sampling 2K Day# 9; 2023-03-27: 10.502 Daily Sampling 2K Day# 10; 2023-03-28: 10.502 Daily Sampling 2K Day# 11; 2023-03-29: 10.502 Daily Sampling 2K Day# 12; 2023-03-30: 10.502 Daily Sampling 2K Day# 13; 2023-03-31: 10.502 Daily Sampling 2K Day# 14; 2023-04-01: 10.502 Daily Sampling 2K Day# 15; 2023-04-02: 10.502 Daily Sampling 2K Day# 16; 2023-04-03: 10.502 Daily Sampling 2K Day# 17; 2023-04-04: 10.502 Daily Sampling 2K Day# 18; 2023-04-05: 10.502 Daily Sampling 2K Day# 19; 2023-04-06: 10.502 Daily Sampling 2K Day# 20; 2023-04-07: 10.502 Clarification. Fill out harvest
0:15 | 2023-02-19: PrO# 10.502 Take vial (S-17); 2023-02-22: 10.502 STAGE #2 Pre-culture: Erlenmeyers 500 mL Flask (PEM Optional); 2023-02-26: 10.502 STAGE #3 Pre-culture: Erlenmeyers 1000 mL Flask (PEM Optional); 2023-03-02: 10.502 STAGE #4 Pre-culture: Erlenmeyers 3 x 1000 mL Flask (PEM Optional); 2023-03-05: 10.502 Prep. 2 x 2L WAVE Start MFCS batch
0:30
0:45 | 2023-02-19: PrO# 10.502 Thaw Double Vial Thaw?? 125 mL (PEM @ 09:00 hr); 2023-03-14: 10.502 Stop DO Cal.; 2023-03-17: 10.502 Stop DO Cal.
1:00 | 2023-03-04: 10.502 Pre-warm Medium; 2023-03-05: 10.502 Pre-culture: 2x 20L WAVE 3L PEM @09:00; 2023-03-06: 10.502 Disable alarms incubator; 2023-03-14: 10.502 Sampling WAVE; 2023-03-15: 10.502 Install 2000L + pressure testing 2K bag max 5 days in advance; 2023-03-16: 10.502 Medium Addition 2K L-48 ≤ 24 hr before inoculation (Do not finish before 13:00); 2023-03-17: 10.502 Check connections for Inoc
1:15
1:30
1:45 | 2023-02-18: 10.502 Pre-warm Medium 2-24 hr; 2023-03-14: 10.502 Calculations Inoculation + set alarms; 2023-03-17: 10.502 Daily Sampling 250L Day# 3
2:00
2:15
2:30 | 2023-03-14: 10.502 Inoculation 250L SUB
2:45 | 2023-02-22: 10.502 Clean LAF; 2023-02-26: 10.502 Clean LAF; 2023-03-17: 10.502: Calculations + Set alarms
3:00 | 2023-03-12: 10.502 confirm materials and media released
3:15 | 2023-02-05: 10.502 PP Request; 2023-03-17: 10.502 Inoculation + Daily Sampling 2K Day# 0; 2023-04-02: 10.502 Clarification build up; 2023-04-03: 10.502 Clarification build up; 2023-04-04: 10.502 Clarification build up; 2023-04-05: 10.502 Clarification build up + Pre-flush in as clarification is low flow (5L/min); 2023-04-06: 10.502 Clarification. See Clarification schedule 3M Zeta Plus
3:30 | 2023-03-02: 10.502 Clean LAF; 2023-03-14: 10.502 Daily Sampling 250L Day# 0
3:45
4:00 | 2023-02-19: PrO# 10.502 Clean LAF; 2023-03-05: 10.502 Clean LAF; 2023-03-12: 10.502 Pre-check probes 250L Prep Probes @Autoclave
4:15 | 2023-02-19: 10.502 Send update
4:30 | 2023-03-14: 10.502 LC WAVE
4:45
5:00 | 2023-03-15: 10.502 confirm materials and media released
5:15
5:30
5:45
6:00 | 2023-03-15: 10.502 pre-chk probes autoclave probes L-32
6:15
6:30
6:45
7:00
7:15
7:30 | 2023-03-17: 10.502 inactivation of 250L SUB
7:45
8:00
8:15
8:30
8:45
9:00
9:15
9:30
9:45
10:00
10:15
10:30
10:45
11:00
11:15
11:30
11:45
12:00
12:15
12:30
12:45
13:00
13:15
13:30
13:45
14:00
14:15
14:30
14:45
15:00
15:15
15:30
15:45
16:00
16:15
16:30
16:45
17:00
17:15
17:30
17:45
18:00
18:15
18:30
18:45
19:00
19:15
19:30
19:45
20:00
20:15
20:30
20:45
21:00

## New York (62)
totaltime | 0.27083 | 0 | 0.13542 | 0.29167 | 0 | 0 | 0.010417 | 0.22917 | 0 | 0.09375 | 0.33333 | 0.16667 | 0.375 | 0.010417 | 0.20833 | 0 | 0.010417 | 0.22917 | 0 | 0.010417 | 0.27083 | 0 | 0.39583 | 0.25 | 0.40625 | 0.5 | 0.39583 | 0.57292 | 0.59375 | 0.6875 | 0.55208 | 0.29167 | 0.14583 | 0.22917 | 0.14583 | 0.125 | 0.22917 | 0.125 | 0.16667 | 0.73958 | 0.73958 | 0.73958 | 0.72917 | 0.72917 | 1900-01-01 04:00 | 0.16667 | 0.25 | 0.083333 | 0 | 0 | 0 | 0.16667 | 0
Time | time axis 2025-01-01 to 2025-03-05
0:00 | XX.XXX QC LIMS + PP request | XX.XXX Clean Incubator < 7 daysbefore Thaw pitch50mm | XX.XXX STAGE # 1 Prep. Thaw | XX.XXX CleanLAF |  |  | XX.XXX Pre-warmmed. | XX.XXX CleanLAF |  | XX.XXX prep wave | XX.XXX CleanLAF | XX.XXX Finalize PP1108 |  | XX.XXX Pre-warmmed. Std&BU | XX.XXX Pre-culture: 2x2L WAVE |  | XX.XXX Pre-warmmed. STD+BU | XX.XXX Pre-culture: 2x4L in 20L WAVE |  | XX.XXX Pre-warmmed. | XX.XXX Pre-culture: 2x20 LWAVE |  | XX.XXX Pre-check probes 50L Prep Probes for Autoclave | XX.XXX Medium add. 50L SUB (Do not finish before 13:00) | XX.XXX 50L pH and DO Calibration | XX.XXX Daily Sampling 50L Day#1 | XX.XXX Daily Sampling 50L Day#2 | XX.XXX pH and DO Calibration | XX.XXX Daily Sampling 250L Day#1 | XX.XXX Daily Sampling 250L Day#2 | XX.XXX pH Calibration | XX.XXX Daily Sampling 1k Day#1 | XX.XXX Daily Sampling 1k Day#2 Prep.tubingFeeds | XX.XXX Daily Sampling 1k Day#3 bolusFeedA | XX.XXX Daily Sampling 1k Day#4 Verifycellcountbeforetempswitch.SeenoteinPP. Switchtemp,completeintheafternoon | XX.XXX Daily Sampling 1k Day#5 | XX.XXX Daily Sampling 1k Day#6 StartGlucoseaddition | XX.XXX Daily Sampling 1k Day#7 | XX.XXX Daily Sampling 1k Day#8 Exchange Feed A | XX.XXX Daily Sampling 1k Day#9 | XX.XXX Daily Sampling 1k Day#10 | XX.XXX Daily Sampling 1k Day#11 | XX.XXX Daily Sampling 1k Day#12 | XX.XXX Daily Sampling 1k Day#13 | XX.XXX Clean LAF hood L-17 | XX.XXX LC 1000L SUB | XX.XXX Removeall Remaining material from PrO# | XX.XXX Finalize PP1113 | XX.XXX SV Finalize PP1113 |  |  | XX.XXX Finalize all PP sready for BPS review | XX.XXX SV Finalize all PP sready for BPS review
0:15 | 2025-01-15: XX.XXX STAGE#1 Take vials (S-17); 2025-01-19: XX.XXX STAGE#2 Pre-culture : Erlenmeyers; 2025-01-22: XX.XXX Prep. 2x2L WAVE Start MFCS batch
0:30 | 2025-02-11: XX.XXX DO Calibration; 2025-02-25: XX.XXX Daily sampling 1k CollectCrudeHarvestforfillingout (L-48)
0:45 | 2025-02-05: XX.XXX Stop DO Cal.; 2025-02-08: XX.XXX Daily Sampling 50L Day#3
1:00 | 2025-01-15: XX.XXX STAGE # 1 Thaw Double (PEM@09:30hr); 2025-01-21: XX.XXX Pre-warmmed. Std & BU; 2025-01-22: XX.XXX Pre-culture: 2x2L WAVE T+BU; 2025-02-03: XX.XXX Prep. 50L SUB + pressuretesting bag; 2025-02-05: XX.XXX Sampling 20L WAVE; 2025-02-06: XX.XXX Prep .250 LSUB + pressuretesting 250L bag Max 5 days before inoc; 2025-02-07: XX.XXX Finalize PP1109; 2025-02-09: XX.XXX Install 1000L + pressuretesting 1K bag max 5 days in advance; 2025-02-10: XX.XXX Medium Addition 1K (Donotfinishbefore13:00); 2025-02-26: XX.XXX LC CLAR; 2025-02-28: XX.XXX SV Finalize PP1112
1:15 | 2025-02-11: XX.XXX Stop DO Cal. Con Base; 2025-02-17: XX.XXX Feed A Addition; 2025-02-20: XX.XXX Feed A Addition; 2025-02-21: XX.XXX Feed A Addition; 2025-02-22: XX.XXX Feed A Addition; 2025-02-23: XX.XXX Feed A Addition; 2025-02-24: XX.XXX Feed A Addition
1:30 | 2025-01-14: XX.XXXPre-warmmed.; 2025-02-11: XX.XXX Daily Sampling 250L Day#3; 2025-02-12: XX.XXX Finalize PP1111
1:45 | 2025-02-05: XX.XXX Calculations Inoculation + set alarms; 2025-02-08: XX.XXX Inoculation 250L; 2025-02-14: XX.XXX Feed A Addition; 2025-02-15: XX.XXX Finish Temp Switch
2:00 | 2025-02-07: XX.XXX Medium Addition 250L (Finish not before 13:00) >48 hrs inoc; 2025-02-25: XX.XXX Fillout crude Harvest (L-17) Aseptic Handlings; 2025-02-27: XX.XXX Finalize PP1112
2:15 | 2025-02-11: XX.XXX : Calculations + Set alarms
2:30 | 2025-02-05: XX.XXX Inoculation 50L SUB; 2025-02-12: XX.XXX LC 250L SUB
2:45 | 2025-01-19: XX.XXX Clean LAF; 2025-02-21: XX.XXX Clarification buildup; 2025-02-22: XX.XXX Clarification buildup; 2025-02-23: XX.XXX Clarification buildup; 2025-02-24: XX.XXX Clarificationbuild up
3:00
3:15
3:30 | 2025-01-15: XX.XXX Clean LAF; 2025-02-05: XX.XXX Daily Sampling 50L Day # 0; 2025-02-11: XX.XXX Start Inoculation 1k; 2025-02-25: XX.XXX Prep. Pre-flush
3:45 | 2025-02-03: XX.XXX confirm materials and media released
4:00 | 2025-01-22: XX.XXX Clean LAF; 2025-02-06: XX.XXX confirm materials and media released
4:15 | 2025-01-22: XX.XXX LC Thaw Turn off alarms
4:30 | 2025-02-05: XX.XXX LC WAVE; 2025-02-25: XX.XXX WFI pre-Flush 3000L STAX System Drain and discard WFI bag safter flushing
4:45
5:00 | 2025-02-06: XX.XXX Pre-check probes 250L Prep Probes @Autoclave; 2025-02-09: XX.XXX confirm materials and medi are relased; 2025-02-11: XX.XXX Daily Sampling 1k Day#0
5:15
5:30
5:45
6:00 | 2025-02-09: XX.XXX LC 50L SUB
6:15 | 2025-02-11: XX.XXX inac .250L SUB
6:30
6:45
7:00 | 2025-02-09: XX.XXX 1K pre-chk probes autoclave probes; 2025-02-25: XX.XXX Buffer pre-Flush final filters Drain and discard buffer bags after flushing
7:15
7:30
7:45
8:00
8:15
8:30
8:45
9:00
9:15
9:30 | 2025-02-25: XX.XXX Buffer pre-Flush STAX
9:45
10:00
10:15
10:30
10:45
11:00 | 2025-02-25: XX.XXX Prep .Final Connections
11:15
11:30
11:45
12:00 | 2025-02-25: XX.XXX Stop Feeds and finalze cell culture
12:15
12:30 | 2025-02-25: XX.XXX turn off temp controll
12:45
13:00 | 2025-02-25: XX.XXX Clarification 1k Monitor volume (L-48)
13:15
13:30
13:45
14:00
14:15
14:30
14:45
15:00 | 2025-02-25: XX.XXX Clarification 1k STAX system
15:15
15:30
15:45
16:00
16:15
16:30
16:45
17:00 | 2025-02-25: XX.XXX Post Flush
17:15
17:30
17:45
18:00 | 2025-02-25: XX.XXX Post Clar.Steps Blow-out STAX Discard STAX and Clean STAX system
18:15
18:30
18:45
19:00
19:15
19:30 | 2025-02-25: XX.XXX Deviding harvest and singlere circulation of harvest. 2 or 3 x500L bags
19:45
20:00
20:15
20:30
20:45
21:00
21:15
21:30
21:45
22:00 | 2025-02-25: XX.XXX Discard and clean 1k L-48 + Partial change over L-32
22:15
22:30
22:45
23:00 | 2025-02-25: XX.XXX Prep L-47
23:15
23:30 | 2025-02-25: XX.XXX Post Clar.Steps Monitor temp. Totes L-47
23:45
24:00
24:15
24:30 | 2025-02-25: XX.XXX Sampling Collecting tote samples (L-47)
24:45
25:00
25:15
25:30 | 2025-02-25: XX.XXX Fillout Samples CH L-17
25:45
26:00
26:15
26:30
26:45
27:00
27:15
27:30
27:45
28:00
28:15
28:30

## New York (62) PPCB (hidden)
total time | 0.35417 | 0 | 0 | 0 | 0 | 0 | 0 | 0 | 0 | 0 | 0 | 0 | 0 | 0.13542 | 0.27083 | 0 | 0.010417 | 0.21875 | 0 | 0.010417 | 0.32292 | 0.083333 | 0 | 0.26042 | 0 | 0.010417 | 0.26042 | 0 | 0.010417 | 0.23958 | 0.20833 | 0.41667 | 0.34375 | 0.36458 | 0.30208 | 0.55208 | 0.58333 | 0.67708 | 0.42708 | 0.36458 | 0.21875 | 0.15625 | 0.11458 | 0.11458 | 0.11458 | 0.11458 | 0.11458 | 0.11458 | 0.11458 | 0.11458 | 0.11458 | 0.11458 | 0.11458 | 0.11458 | 0.11458 | 0.11458 | 0.11458 | 0.11458 | 0.11458 | 0.11458 | 0.11458 | 0.11458 | 0.15625 | 0.19792 | 0.23958 | 0.28125 | 0.32292 | 0.36458 | 0.40625 | 0.44792 | 0.48958 | 0.53125 | 0.57292 | 0.61458
Time | time axis 2023-04-24 to 2023-07-06
0:00 | 2023-04-24: 62.904 QC LIMS; 2023-05-06: 62.904 Clean Incubator < 7 days before Thaw; 2023-05-07: 62.904 Prep Incubator PPCB pitch 50mm; 2023-05-08: 62.904 Clean LAF; 2023-05-10: 62.904 Pre-warm med.; 2023-05-11: 62.904 Clean LAF; 2023-05-14: 62.904 Pre-warm med.; 2023-05-15: 62.904 Clean LAF; 2023-05-17: 62.904 Pre-warm med.; 2023-05-18: 62.904 Clean LAF; 2023-05-21: 62.904 Pre-warm med.; 2023-05-22: 62.904 Clean LAF; 2023-05-25: 62.904 Clean LAF
0:15 | 2023-05-08: 62.904 PEM (@09:00); 2023-05-11: 62.904 PPCB Pre-culture: Erlenmeyers PEM optional; 2023-05-15: 62.904 PPCB Pre-culture: Erlenmeyers PEM optional; 2023-05-18: 62.904 PPCB Pre-culture: Erlenmeyers PEM optional; 2023-05-22: 62.904 PPCB Pre-culture: Erlenmeyers PEM optional; 2023-05-24: Prepare controlled rate freezer & Clean; 2023-05-25: 62.904 PEM (@09:00)
0:30 | bar: 2023-04-25 to 2023-05-05; 2023-05-09 to 2023-05-10; 2023-05-12 to 2023-05-14; 2023-05-16 to 2023-05-17; 2023-05-19 to 2023-05-21; 2023-05-23
0:45 | bar: 2023-04-25 to 2023-05-05; 2023-05-09 to 2023-05-10; 2023-05-12 to 2023-05-14; 2023-05-16 to 2023-05-17; 2023-05-19 to 2023-05-21; 2023-05-23
1:00 | bar: 2023-04-25 to 2023-05-05; 2023-05-09 to 2023-05-10; 2023-05-12 to 2023-05-14; 2023-05-16 to 2023-05-17; 2023-05-19 to 2023-05-21; 2023-05-23
1:15 | 2023-05-08: 62.904 Start PPCB; 2023-05-25: 62.904 Prepare cryo storage and controlled rate freezer
1:30 | bar: 2023-04-25 to 2023-05-05; 2023-05-09 to 2023-05-10; 2023-05-12 to 2023-05-14; 2023-05-16 to 2023-05-17; 2023-05-19 to 2023-05-21; 2023-05-23
1:45 | 2023-05-07: 62.904 Pre-warm med.; 2023-05-24: 62.904 Pre-warm med.
2:00 | bar: 2023-04-25 to 2023-05-05; 2023-05-07; 2023-05-09 to 2023-05-10; 2023-05-12 to 2023-05-14; 2023-05-16 to 2023-05-17; 2023-05-19 to 2023-05-21; 2023-05-23 to 2023-05-24
2:15 | bar: 2023-04-25 to 2023-05-05; 2023-05-07; 2023-05-09 to 2023-05-10; 2023-05-12 to 2023-05-14; 2023-05-16 to 2023-05-17; 2023-05-19 to 2023-05-21; 2023-05-23 to 2023-05-24
2:30 | bar: 2023-04-25 to 2023-05-07; 2023-05-09 to 2023-05-10; 2023-05-12 to 2023-05-14; 2023-05-16 to 2023-05-17; 2023-05-19 to 2023-05-21; 2023-05-23 to 2023-05-24
2:45 | 2023-05-11: 62.904 Clean LAF; 2023-05-15: 62.904 Clean LAF; 2023-05-18: 62.904 Clean LAF; 2023-05-22: 62.904 Clean LAF
3:00 | 2023-05-25: 62.904 PPCB Laying down PPCB
3:15 | 2023-04-24: 62.904 PP Request
3:30 | bar: 2023-04-25 to 2023-05-07; 2023-05-09 to 2023-05-24
3:45 | bar: 2023-04-25 to 2023-05-07; 2023-05-09 to 2023-05-24
4:00 | bar: 2023-04-25 to 2023-05-07; 2023-05-09 to 2023-05-24
4:15 | bar: 2023-04-24 to 2023-05-07; 2023-05-09 to 2023-05-24
4:30 | bar: 2023-04-24 to 2023-05-07; 2023-05-09 to 2023-05-24
4:45 | bar: 2023-04-24 to 2023-05-24
5:00 | bar: 2023-04-24 to 2023-05-24
5:15 | bar: 2023-04-24 to 2023-05-24
5:30 | bar: 2023-04-24 to 2023-05-24
5:45 | bar: 2023-04-24 to 2023-05-24
6:00 | bar: 2023-04-24 to 2023-05-24
6:15 | bar: 2023-04-24 to 2023-05-24
6:30 | bar: 2023-04-24 to 2023-05-24
6:45 | bar: 2023-04-24 to 2023-05-24
7:00 | bar: 2023-04-24 to 2023-05-24
7:15 | bar: 2023-04-24 to 2023-05-24
7:30 | bar: 2023-04-24 to 2023-05-24
7:45 | 2023-05-25: 62.904 Clean LAF
8:00 | 2023-05-25: 62.904 Finalize freezing process and store vials
8:15 | bar: 2023-04-24 to 2023-05-24
8:30 | bar: 2023-04-24 to 2023-05-24
8:45 | bar: 2023-04-24 to 2023-05-24
9:00 | bar: 2023-04-24 to 2023-05-24
9:15 | bar: 2023-04-24 to 2023-05-24
9:30 | bar: 2023-04-24 to 2023-05-24
9:45 | bar: 2023-04-24 to 2023-05-24
10:00
10:15
10:30
10:45
11:00
11:15
11:30
11:45
12:00
12:15
12:30
12:45
13:00
13:15
13:30
13:45
14:00
14:15
14:30
14:45
15:00
15:15
15:30
15:45
16:00
16:15
16:30
16:45
17:00
17:15
17:30
17:45
18:00
18:15
18:30
18:45
19:00
19:15
19:30
19:45
20:00
20:15
20:30
20:45
21:00

## New York II (93) (hidden)
total time | 0.27083 | 0 | 0 | 0 | 0 | 0 | 0 | 0 | 0 | 0 | 0 | 0 | 0 | 0.13542 | 0.25 | 0 | 0 | 0.010417 | 0.19792 | 0 | 0.010417 | 0.38542 | 0.083333 | 0 | 0.010417 | 0.23958 | 0 | 0.010417 | 0.26042 | 0 | 0.010417 | 0.26042 | 0.26042 | 0.26042 | 0.27083 | 0.20833 | 0.23958 | 0.51042 | 0.38542 | 0.38542 | 0.58333 | 0.67708 | 0.1875 | 0.4375 | 0.36458 | 0.21875 | 0.15625 | 0.13542 | 0.11458 | 0.11458 | 0.11458 | 0.15625 | 0.625 | 0.625 | 0.625 | 0.61458 | 0.61458 | 1900-01-01 04:00 | 0.77083 | 0.25 | 0.083333 | 0 | 0 | 0 | 0 | 0 | 0 | 0 | 0 | 0 | 0 | 0 | 0 | 0 | 0 | 0
Time | -14 | -13 | -12 | -11 | -10 | -9 | -8 | -7 | -6 | -5 | -4 | -3 | -2 | time axis 2020-04-06 to 2020-05-30
0:00 | 93.501 QC LIMS | [12 empty] | 93.501 STAGE #1 Prep. Thaw | 93.501 Clean LAF |  | 93.501 Pre-warm med. | 93.501 Clean LAF |  | 93.501 Pre-warm med. Std & BU | 93.501 Clean LAF |  | 93.501 Pre-warm med. Std & BU | 93.501 Clean LAF |  |  | 93.501 Pre-warm med. Std & BU | 93.501 Pre-culture:2x 2L WAVE Sampling to be witnessed | 93.501 Finilize PP1108 | 93.501 Pre-warm med. STD+BU | 93.501 Pre-culture: 2x 4L in 20L WAVE Sampling to be witnessed |  | 93.501 Pre-warm med. | 93.501 Pre-culture: 2 x 50L WAVE Sampling to be witnessed |  | 93.501 Pre-check probes 250L Prep Probes @Autoclave | 93.501 Insert probes | 93.501 pH and DO Calibration | 93.501 Finilize PP1109 | 93.501 Daily Sampling 250L Day# 2 | 93.501 Daily Sampling 250L Day# 3 | 93.501 Daily Sampling 1k Day# 1 | 93.501 Daily Sampling 1k Day# 2 Prep. tubing Feeds | 93.501 Daily Sampling 1k Day# 3 Switch temp (??) bolus Feed A (No clamps on pump tubing when inserting in pump head) | 93.501 Daily Sampling 1k Day# 4 Switch temp (??) | 93.501 Daily Sampling 1k Day# 5 | 93.501 Daily Sampling 1k Day# 6 Start Glucose addition | 93.501 Daily Sampling 1k Day# 7 Decrease temp. | 93.501 Daily Sampling 1k Day# 8 Exchange Feed A (No clamps on pump tubing when inserting in pump head) | 93.501 Daily Sampling 1k Day# 9 | 93.501 Daily Sampling 1k Day# 10 | 93.501 Daily Sampling 1k Day# 11 | 93.501 Daily Sampling 1k Day# 12 | 93.501 Daily Sampling 1k Day# 13 | 93.501 Daily Sampling 1k Day# 14 | 93.501 LC 2000L SUB | Remove all Remaining material from 93.501 | 93.501 Finilize PP1113 | 93.501 SV Finilize PP1113 | [5 empty] | PrO# Check all PPs are finalized are ready for BPS review | PrO# SV Check all PPs are finalized are ready for BPS review
0:15 | [13 empty] | 2020-04-07: 93.501 STAGE #1 Take vials (S-17); 2020-04-10: 93.501 STAGE #2 Pre-culture: Erlenmeyers (PEM @ 09:30 hr); 2020-04-13: 93.501 Prep. 2 x 2L WAVE Start MFCS batch; 2020-04-16: 93.501 Prep. 2 x 2L WAVE Start MFCS batch; 2020-04-19: 93.501 prep wave; 2020-04-22: 93.501 SV Finilize PP1108
0:30
0:45 | [13 empty] | 2020-04-07: 93.501 PEM; 2020-04-30: 93.501 Stop DO Cal.; 2020-05-02: 93.501 Send update; 2020-05-03: 93.501 Send update
1:00 | [13 empty] | 2020-04-07: 93.501 STAGE #1 Thaw Double (PEM @ 09:30 hr); 2020-04-13: 93.501 Pre-culture:2x 2L WAVE T+BU Sampling to be witnessed; 2020-04-16: 93.501 Pre-culture:2x 2L WAVE T+BU Sampling to be witnessed; 2020-04-21: FYI: EM incubator by QC; 2020-04-28: 93.501 Prep. 250L SUB + pressure testing 250L bag Max 5 days before inoc; 2020-04-29: 93.501 Medium Addition 250L (Finish not before 13:00) >48 hrs inoc; 2020-04-30: 93.501 Inoculation 250L; 2020-05-01: 93.501 Daily Sampling 250L Day# 1; 2020-05-02: 93.501 Install probes L-48; 2020-05-03: 93.501 pH Calibration; 2020-05-18: 93.501 LC CLAR; 2020-05-20: 93.501 SV Finilize PP1112
1:15 | [13 empty] | 2020-05-04: 93.501 Send update; 2020-05-08: 93.501 Send update; 2020-05-09: 93.501 Feed A Addition Feed A Addition 60 RPM not Applicable discus with Cedrick and QA (No clamps on pump tubing when inserting in pump head); 2020-05-10: 93.501 Send update; 2020-05-12: 93.501 Feed A Addition Feed A Addition 60 RPM not Applicable discus with Cedrick and QA; 2020-05-13: 93.501 Feed A Addition (No clamps on pump tubing when inserting in pump head); 2020-05-14: 93.501 Feed A Addition (No clamps on pump tubing when inserting in pump head); 2020-05-15: 93.501 Feed A Addition Feed A Addition 60 RPM not Applicable discus with Cedrick and QA (No clamps on pump tubing when inserting in pump head); 2020-05-16: 93.501 Feed A Addition (No clamps on pump tubing when inserting in pump head); 2020-05-17: 93.501 Feed A Addition (No clamps on pump tubing when inserting in pump head)
1:30 | [13 empty] | 2020-04-06: 93.501 Pre-warm med.; 2020-05-02: 93.501 Medium Addition 1K L-48 (Do not finish before 13:00); 2020-05-03: 93.501 DO Calibration L-48; 2020-05-04: 93.501 Finilize PP1111; 2020-05-05: 93.501 Send update; 2020-05-07: 93.501 Send update
1:45 | [13 empty] | 2020-04-30: 93.501 Inoculation 250L; 2020-05-01: 93.501 Send update; 2020-05-05: 93.501 LC 250L SUB QA; 2020-05-06: 93.501 Feed A Addition; 2020-05-11: 93.501 Send update
2:00 | [13 empty] | 2020-05-01: 93.501 pre-chk probes autoclave probes L-48; 2020-05-18: 93.501 LC 2000L SUB QA / OPS; 2020-05-19: 93.501 Finilize PP1112
2:15 | [13 empty] | 2020-04-20: 93.501 Send update; 2020-05-03: 93.501 Stop DO Cal. Con Base
2:30 | [13 empty] | 2020-04-10: 93.501 Send update; 2020-04-20: 93.501LC Thaw; 2020-04-23: 93.501 Send update; 2020-05-03: 93.501: Calculations + Set alarms; 2020-05-04: 93.501 LC 250L SUB; 2020-05-06: 93.501 Send update; 2020-05-09: 93.501 Send update; 2020-05-12: 93.501 Send update; 2020-05-13: 93.501 Send update; 2020-05-14: 93.501 Send update; 2020-05-15: 93.501 Send update; 2020-05-16: 93.501 Send update; 2020-05-17: 93.501 Send update
2:45 | [13 empty] | 2020-04-10: 93.501 Clean LAF; 2020-04-30: 93.501 Inoculation 250L; 2020-05-05: 93.501 SV Finilize PP1111; 2020-05-13: 93.501 Clarification build up; 2020-05-14: 93.501 Clarification build up; 2020-05-15: 93.501 Clarification build up; 2020-05-16: 93.501 Clarification build up; 2020-05-17: 93.501 Clean LAF hood L-17
3:00 | [13 empty] | 2020-04-20: 93.501LC Thaw QA ready @ 15:00; 2020-04-26: 93.501 Send update; 2020-05-01: 93.501 Install 1000L + pressure testing 1K bag max 5 days in advance L-48; 2020-05-03: 93.501: Add medium; 2020-05-18: 93.501 LC CLAR QA / OPS
3:15 | [13 empty] | 2020-04-07: 93.501 Send update; 2020-05-17: 93.501 Daily sampling 1k Collect Crude Harvest for filling out (L-48)
3:30 | [13 empty] | 2020-04-07: 93.501 Clean LAF; 2020-05-03: 93.501: Sync. MFCS; 2020-05-04: 93.501 LC 250L SUB OPS
3:45 | [13 empty] | 2020-04-13: 93.501 Send update; 2020-04-16: 93.501 Send update; 2020-05-03: 93.501 Start Inoculation 1k L-48
4:00 | [13 empty] | 2020-04-13: 93.501 Clean LAF; 2020-04-16: 93.501 Clean LAF; 2020-04-30: 93.501 Daily Sampling 250L; 2020-05-02: 93.501 Medium Addition 1k L-48
4:15
4:30
4:45 | [13 empty] | 2020-04-30: 93.501 Send update; 2020-05-17: 93.501 Fill out crude Harvest (L-17) Aseptic Handlings
5:00 | [13 empty] | 2020-04-30: 93.501LC WAVE
5:15 | [13 empty] | 2020-05-03: 93.501 Daily Sampling 1k Day# 0
5:30 | [13 empty] | 2020-04-30: 93.501LC WAVE
5:45
6:00 | [13 empty] | 2020-04-30: 93.501LC WAVE QA/OPS
6:15 | [13 empty] | 2020-05-02: 93.501 Finilize PP1110; 2020-05-17: 93.501 Prep. Pre-flush
6:30 | [13 empty] | 2020-04-30: 93.501LC WAVE QA ready @ 15:00; 2020-05-03: 93.501 in ac. 250L SUB
6:45
7:00 | [13 empty] | 2020-05-01: 93.501 Probes cool down; 2020-05-03: 93.501 Send update
7:15 | [13 empty] | 2020-05-02: 93.501 LC 250L SUB QA / OPS; 2020-05-03: 93.501 SV Finilize PP1110; 2020-05-17: 93.501 WFI pre-Flush 3000L STAX System Drain and discard WFI bags after flushing
7:30
7:45
8:00
8:15
8:30
8:45 | bar: 2020-05-15 to 2020-05-16
9:00
9:15
9:30
9:45 | [13 empty] | 2020-05-17: 93.501 Buffer pre-Flush final filters Drain and discard buffer bags after flushing
10:00
10:15
10:30
10:45
11:00
11:15
11:30
11:45
12:00
12:15 | [13 empty] | 2020-05-17: 93.501 Buffer pre-Flush STAX
12:30
12:45
13:00
13:15
13:30
13:45 | [13 empty] | 2020-05-17: 93.501 Prep. Final Connections
14:00
14:15
14:30
14:45 | [13 empty] | 2020-05-17: 93.501 Stop Feeds and finalze cell culture
15:00
15:15 | [13 empty] | 2020-05-17: 93.501 turn off temp controll
15:30
15:45 | [13 empty] | 2020-05-17: 93.501 Clarification 1k Monitor volume (L-48)
16:00
16:15
16:30
16:45
17:00
17:15
17:30
17:45 | [13 empty] | 2020-05-17: 93.501 Clarification 1k STAX system
18:00
18:15
18:30
18:45
19:00
19:15
19:30
19:45 | [13 empty] | 2020-05-17: 93.501 Post Flush
20:00
20:15
20:30
20:45 | [13 empty] | 2020-05-17: 93.501 Post Clar. Steps Blow-out STAX Discard STAX and Clean STAX system
21:00
21:15
21:30
21:45
22:00
22:15 | [13 empty] | 2020-05-17: 93.501 Deviding harvest and single recirculation of harvest. 2 or 3 x 500L bags
22:30
22:45
23:00
23:15
23:30
23:45
24:00
24:15
24:30
24:45 | [13 empty] | 2020-05-17: 93.501 Discard and clean 1k L-48 + Partial change over L-32
25:00
25:15
25:30
25:45 | [13 empty] | 2020-05-17: 93.501 Prep L-47
26:00
26:15 | [13 empty] | 2020-05-17: 93.501 Post Clar. Steps Monitor temp. totes L-47
26:30
26:45
27:00
27:15 | [13 empty] | 2020-05-17: 93.501 Sampling Collecting tote samples (L-47)
27:30
27:45
28:00
28:15 | [13 empty] | 2020-05-17: 93.501 Fill out Samples CH L-17
28:30

## BB2 (43)
total time | 0.35417 | 0 | 0 | 0 | 0 | 0 | 0 | 0 | 0 | 0 | 0 | 0 | 0 | 0.13542 | 0.27083 | 0 | 0.010417 | 0.21875 | 0 | 0.010417 | 0.32292 | 0.083333 | 0 | 0.26042 | 0 | 0.010417 | 0.26042 | 0 | 0.010417 | 0.23958 | 0.20833 | 0.41667 | 0.34375 | 0.36458 | 0.30208 | 0.55208 | 0.58333 | 0.67708 | 0.42708 | 0.36458 | 0.21875 | 0.15625 | 0.11458 | 0.11458 | 0.11458 | 0.11458 | 0.11458 | 0.11458 | 0.11458 | 0.11458 | 0.11458 | 0.11458 | 0.11458 | 0.11458 | 0.11458 | 0.11458 | 0.11458 | 0.11458 | 0.11458 | 0.11458 | 0.11458 | 0.11458 | 0.15625 | 0.19792 | 0.23958 | 0.28125 | 0.32292 | 0.36458 | 0.40625 | 0.44792 | 0.48958 | 0.53125 | 0.57292 | 0.61458
Time | time axis 2023-04-10 to 2023-06-22
0:00 | 2023-04-10: 43.501 QC LIMS; 2023-04-22: 43.501 Clean Incubator < 7 days before Thaw; 2023-04-23: 43.501 STAGE #1 Prep. Thaw pitch 25mm; 2023-04-24: 43.501 Clean LAF; 2023-04-26: 43.501 Pre-warm med.; 2023-04-27: 43.501 Clean LAF; 2023-04-30: 43.501 Clean LAF; 2023-05-01: 43.501 Finilize PP1235; 2023-05-02: 43.501 Pre-warm med. STD+BU; 2023-05-03: 43.501 Pre-culture: 2x 20L WAVE; 2023-05-05: 43.501 Pre-warm med. STD+BU; 2023-05-06: 43.501 Pre-culture: 2x 50L WAVE; 2023-05-07: 43.501 Pre-check probes 250L Prep Probes @Autoclave; 2023-05-08: 43.501 Medium Addition 250L (Finish not before 13:00) ≤ 72 hours before inoculation; 2023-05-09: 43.501 pH and DO Calibration; 2023-05-10: 43.501 Daily Sampling 250L Day# 1; 2023-05-11: 43.501 Daily Sampling 250L Day# 2; 2023-05-12: 43.501 pH Calibration; 2023-05-13: 43.501 Daily Sampling 1k Day# 1; 2023-05-14: 43.501 Daily Sampling 1k Day# 2 start bolus feeds; 2023-05-15: 43.501 Daily Sampling 1k Day# 3; 2023-05-16: 43.501 Daily Sampling 1k Day# 4; 2023-05-17: 43.501 Daily Sampling 1k Day# 5; 2023-05-18: 43.501 Daily Sampling 1k Day# 6; 2023-05-19: 43.501 Daily Sampling 1k Day# 7; 2023-05-20: 43.501 Daily Sampling 1k Day# 8; 2023-05-21: 43.501 Daily Sampling 1k Day# 9; 2023-05-22: 43.501 Daily Sampling 1k Day# 10; 2023-05-23: 43.501 Daily Sampling 1k Day# 11; 2023-05-24: 43.501 Daily Sampling 1k Day# 12; 2023-05-25: 43.501 Daily Sampling 1k Day# 13; 2023-05-26: 43.501 Daily Sampling 1k Day# 14; 2023-05-27: 43.501 Finilize PP1238; 2023-05-28: 43.501 Finilize PP1239
0:15 | 2023-04-24: 43.501 STAGE #1 Take vial (S-17); 2023-04-27: 43.501 STAGE #2 Pre-culture: Erlenmeyers; 2023-04-29: 43.501 prep wave; 2023-04-30: 43.501 Prep. 2 x 2L WAVE Start MFCS batch
0:30 | 2023-05-12: 43.501 DO Calibration L-32
0:45 | 2023-04-24: 43.501 PEM; 2023-05-09: 43.501 Daily Sampling 50L WAVE
1:00 | 2023-04-24: 43.501 STAGE #1 Thaw (PEM @ 09:30 hr); 2023-04-30: 43.501 Pre-culture:2x 2L WAVE T+BU; 2023-05-01: 43.501LC Thaw; 2023-05-07: 43.501 Prep. 250L SUB + pressure testing 250L bag max ≤ 5 days before inoculation; 2023-05-10: 43.501 Install 1000L + pressure testing 1K bag max ≤ 5 days before inoculation L-32; 2023-05-11: 43.501 Medium Addition 1K L-32 ≤ 72 hours before inoculation (Do not finish before 13:00); 2023-05-27: 43.501 Fill out clarified harvest?
1:15 | 2023-04-29: 43.501 Pre-warm med. Std & BU; 2023-05-12: 43.501 Stop DO Cal. Con Base
1:30 | 2023-04-23: 43.501 prep incubator/ aquastabil.; 2023-05-01: 43.501 LC Thaw Turn off alarms; 2023-05-12: 43.501 Daily Sampling 250L Day# 3; 2023-05-13: 43.501 Finilize PP1237; 2023-05-26: 43.501 clarification. See clarification schedule
1:45 | 2023-05-09: 43.501 Stop DO Cal.
2:00 | 2023-05-09: 43.501 Inoculation 250L
2:15 | 2023-04-23: 43.501 Pre-warm med.; 2023-05-12: 43.501: Calculations + Set alarms
2:30 | 2023-05-13: 43.501 LC 250L SUB
2:45 | 2023-04-27: 43.501 Clean LAF
3:00 | bar: 2023-04-11 to 2023-04-23; 2023-04-25 to 2023-04-29; 2023-05-01 to 2023-05-05; 2023-05-08; 2023-05-28 to 2023-05-29
3:15 | 2023-04-10: 43.501 PP Request
3:30 | 2023-04-24: 43.501 Send update; 2023-05-12: 43.501 Start Inoculation 1k L-32
3:45 | 2023-04-24: 43.501 Clean LAF; 2023-05-22: 43.501 Clarification buildup; 2023-05-23: 43.501 Clarification buildup; 2023-05-24: 43.501 Clarification buildup; 2023-05-25: 43.501 Clarification buildup
4:00 | 2023-04-30: 43.501 Clean LAF; 2023-05-07: 43.501 confirm materials and media released; 2023-05-26: 43.501 LC 1000L SUB
4:15 | bar: 2023-04-10 to 2023-05-06; 2023-05-08; 2023-05-13 to 2023-05-21; 2023-05-27 to 2023-05-29
4:30 | bar: 2023-04-10 to 2023-05-06; 2023-05-08; 2023-05-13 to 2023-05-21; 2023-05-27 to 2023-05-29
4:45 | bar: 2023-04-10 to 2023-05-06; 2023-05-08; 2023-05-13 to 2023-05-21; 2023-05-27 to 2023-05-29
5:00 | 2023-05-10: 43.501 confirm materials and media released; 2023-05-12: 43.501 Daily Sampling 1k Day# 0
5:15 | bar: 2023-04-10 to 2023-05-08; 2023-05-13 to 2023-05-21; 2023-05-26 to 2023-05-29
5:30 | bar: 2023-04-10 to 2023-05-08; 2023-05-13 to 2023-05-21; 2023-05-26 to 2023-05-29
5:45 | bar: 2023-04-10 to 2023-05-08; 2023-05-13 to 2023-05-21; 2023-05-26 to 2023-05-29
6:00 | 2023-05-10: 43.501 LC WAVE
6:15 | 2023-05-11: 43.501 Finilize PP1236; 2023-05-12: 43.501 in ac. 250L SUB
6:30 | bar: 2023-04-10 to 2023-05-09; 2023-05-13 to 2023-05-21; 2023-05-26 to 2023-05-29
6:45 | bar: 2023-04-10 to 2023-05-09; 2023-05-12 to 2023-05-21; 2023-05-26 to 2023-05-29
7:00 | 2023-05-10: 43.501 pre-chk probes autoclave probes L-32
7:15 | bar: 2023-04-10 to 2023-05-09; 2023-05-11 to 2023-05-21; 2023-05-26 to 2023-05-29
7:30 | bar: 2023-04-10 to 2023-05-09; 2023-05-11 to 2023-05-21; 2023-05-26 to 2023-05-29
7:45 | bar: 2023-04-10 to 2023-05-09; 2023-05-11 to 2023-05-21; 2023-05-26 to 2023-05-29
8:00
8:15
8:30
8:45
9:00
9:15
9:30
9:45
10:00
10:15
10:30
10:45
11:00
11:15
11:30
11:45
12:00
12:15
12:30
12:45
13:00
13:15
13:30
13:45
14:00
14:15
14:30
14:45
15:00
15:15
15:30
15:45
16:00
16:15
16:30
16:45
17:00
17:15
17:30
17:45
18:00
18:15
18:30
18:45
19:00
19:15
19:30
19:45
20:00
20:15
20:30
20:45
21:00

## New York III (12) (hidden)
total time | 0.27083 | 0 | 0 | 0 | 0 | 0 | 0 | 0 | 0 | 0 | 0 | 0 | 0 | 0.13542 | 0.25 | 0 | 0 | 0.010417 | 0.19792 | 0 | 0.010417 | 0.38542 | 0.083333 | 0 | 0.010417 | 0.23958 | 0 | 0.010417 | 0.26042 | 0 | 0.010417 | 0.26042 | 0.26042 | 0.26042 | 0.27083 | 0.20833 | 0.23958 | 0.51042 | 0.38542 | 0.38542 | 0.58333 | 0.67708 | 0.1875 | 0.4375 | 0.36458 | 0.21875 | 0.15625 | 0.13542 | 0.11458 | 0.11458 | 0.11458 | 0.15625 | 0.625 | 0.625 | 0.625 | 0.61458 | 0.61458 | 1900-01-01 04:00 | 0.77083 | 0.25 | 0.083333 | 0 | 0 | 0 | 0 | 0 | 0 | 0 | 0 | 0 | 0 | 0 | 0 | 0 | 0 | 0
Time | 2020-12-17 | 2020-12-18 | 2020-12-19 | 2020-12-20 | 2020-12-21 | 2020-12-22 | 2020-12-23 | 2020-12-24 | 2020-12-25 | 2020-12-26 | 2020-12-27 | 2020-12-28 | 2020-12-29 | 2020-12-30 | 2020-12-31 | 2021-01-01 | 2021-01-02 | 2021-01-03 | 2021-01-04 | 2021-01-05 | 2021-01-06 | 2021-01-07 | 2021-01-08 | 2021-01-09 | 2021-01-10 | 2021-01-11 | 2021-01-12 | 2021-01-13 | 2021-01-14 | 2021-01-15 | 2021-01-16 | 2021-01-17 | 2021-01-18 | 2021-01-19 | 2021-01-20 | 2021-01-21 | 2021-01-22 | 2021-01-23 | 2021-01-24 | 2021-01-25 | 2021-01-26 | 2021-01-27 | 2021-01-28 | 2021-01-29 | 2021-01-30 | 2021-01-31 | 2021-02-01 | 2021-02-02 | 2021-02-03 | 2021-02-04 | 2021-02-05 | 2021-02-06 | 2021-02-07 | 2021-02-08 | 2021-02-09 | 2021-02-10 | 2021-02-11 | 2021-02-12 | 2021-02-13 | 2021-02-14 | 2021-02-15 | 2021-02-16 | 2021-02-17 | 2021-02-18 | 2021-02-19 | 2021-02-20 | 2020-05-29 | 2020-05-30
0:00 | 12.501 QC LIMS | [12 empty] | 12.501 STAGE #1 Prep. Thaw | 12.501 Clean LAF |  | 12.501 Pre-warm med. | 12.501 Clean LAF |  | 12.501 Pre-warm med. Std & BU | 12.501 Clean LAF |  |  | 12.501 Pre-warm med. Std & BU | 12.501 Clean LAF |  | 12.501 Pre-warm med. Std & BU | 12.501 Pre-culture: 2x 20L WAVE 3L Sampling to be witnessed |  | 12.501 Pre-warm med. STD+BU | 12.501 Pre-culture: 2x 20L WAVE 10L Sampling to be witnessed |  | 12.501 Pre-check probes 50L Prep Probes @Autoclave | 12.501 Install probes 50L | 12.501 pH and DO Calibration 50L | 12.501 Daily Sampling 50L Day# 1 | 12.501 Daily Sampling 50L Day# 2 | 12.501 Daily Sampling 50L Day# 3 | 12.501 Daily Sampling 250L Day# 1 Start Glucose Addition | 12.501 Daily Sampling 250L Day# 2 | 12.501 Daily Sampling 250L Day# 3 Prep pump tubing Feed | 12.501 Daily Sampling 250L Day# 4 Start Feed Addition | 12.501 Daily Sampling 250L Day# 5 | 12.501 Daily Sampling 250L Day# 6 | 12.501 Daily Sampling 250L Day# 7 Temp. Switch | 12.501 Daily Sampling 250L Day# 8 | 12.501 Daily Sampling 250L Day# 9 | 12.501 Daily Sampling 250L Day# 10 | 12.501 Daily Sampling 250L Day# 11 | 12.501 Daily Sampling 250L Day# 12 | 12.501 Filling Out Totes | 12.501 LC 250L SUB | 12.501 Finilize PP 250L |  | PrO# Check all PPs are finalized are ready for BPS review | PrO# SV Check all PPs are finalized are ready for BPS review
0:15 | [14 empty] | 12.501 STAGE #1 Take vials (S-17) |  |  | 12.501 STAGE #2 Pre-culture: Erlenmeyers 100mL (PEM @ xxx hr) |  |  | 12.501 STAGE #2 Pre-culture: Erlenmeyers 200mL (PEM @ xxx hr) |  |  | 12.501 Prep. 2 x 2L WAVE | 12.501 Prep. 2 x 2L WAVE Start MFCS batch |  | 12.501 Prep 2 x 20L wave
0:30
0:45 | [14 empty] | 12.501 PEM | [19 empty] | 12.501 Stop DO Cal. | 12.501 Pre-check probes 250L Prep Probes @Autoclave | 12.501 Install probes 250L | 12.501 250L pH and DO Calibration
1:00 | [14 empty] | 12.501 STAGE #1 Thaw (PEM @ 09:30 hr) | [9 empty] | 12.501 Pre-culture:2x 2L WAVE T+BU 1000mL in 2L bag Sampling to be witnessed | [7 empty] | 12.501 Prep. 50L SUB + pressure testing 50L bag Max 5 days before inoc | 12.501 Medium Addition 50L (Finish not before 13:00) >48 hrs inoc | 12.501 Inoculation 50L | [16 empty] | 12.501 LC CLAR | 12.501 Finilize PP Clar.
1:15 | [26 empty] | 12.501LC Thaw | [11 empty] | 12.501 Send update | 12.501 Send update | 12.501 Send update
1:30 | [13 empty] | 12.501 Pre-warm med. | [23 empty] | 12.501 Stop DO Cal. | 12.501 LC 50L SUB
1:45 | [26 empty] | 12.501LC Thaw QA ready @ 15:00 | [7 empty] | 12.501 Inoculation 50L | 12.501 Install 250L + pressure testing 250 bag | 12.501 Medium Addition 250L (Finish not before 13:00) >48 hrs inoc | 12.501 Calculations + Set alarms |  |  |  | 12.501 Send update | 12.501 Send update | 12.501 Send update | 12.501 Send update | 12.501 Send update | 12.501 Send update | 12.501 Send update | 12.501 Send update | 12.501 Send update
2:00 | [45 empty] | 12.501 Clarification build up | 12.501 Clarification build up | 12.501 Clarification build up | 12.501 Clarification build up | 12.501 Clean LAF hood |  | 12.501 LC 250L SUB QA / OPS
2:15 | [26 empty] | 12.501 Finilize Thaw PP | [10 empty] | 12.501: Add medium
2:30 | [17 empty] | 12.501 Send update |  |  | 12.501 Send update | [17 empty] | 12.501 LC 50L SUB OPS/QA | [10 empty] | 12.501 Daily sampling 1k Collect Crude Harvest for filling out (L-48)
2:45 | [17 empty] | 12.501 Clean LAF |  |  | 12.501 Clean LAF | [6 empty] | 12.501 Send update |  |  | 12.501 Send update |  |  |  | 12.501 Inoculation 50L |  |  | 12.501: Sync. MFCS
3:00 | [37 empty] | 12.501 Start Inoculation 250L | 12.501 Finilize PP 50L | [12 empty] | 12.501 LC CLAR QA / OPS
3:15 | [14 empty] | 12.501 Send update
3:30 | [14 empty] | 12.501 Clean LAF
3:45 | [24 empty] | 12.501 Send update
4:00 | [24 empty] | 12.501 Clean LAF | [7 empty] | 12.501 Probes cool down |  | 12.501 Daily Sampling 50L Day# 0 | [14 empty] | 12.501 Fill out crude Harvest Aseptic Handlings |  | Remove all Remaining material from 12.501
4:15
4:30 | [37 empty] | 12.501 Daily Sampling 250L Day# 0
4:45 | [34 empty] | 12.501 Send update
5:00 | [34 empty] | 12.501LC WAVE
5:15
5:30 | [34 empty] | 12.501LC WAVE QA/OPS | [14 empty] | 12.501 Prep. Pre-flush
5:45 | [35 empty] | 12.501 Probes cool down |  | 12.501 in ac. 50L SUB
6:00 | [34 empty] | 12.501 Finilize PP Wave
6:15 | [37 empty] | 12.501 Send update
6:30 | [49 empty] | 12.501 WFI pre-Flush STAX System Drain and discard WFI bags after flushing
6:45
7:00
7:15
7:30
7:45
8:00
8:15
8:30
8:45
9:00 | [49 empty] | 12.501 Buffer pre-Flush final filters Drain and discard buffer bags after flushing
9:15
9:30
9:45
10:00
10:15
10:30
10:45
11:00
11:15
11:30 | [49 empty] | 12.501 Buffer pre-Flush STAX
11:45
12:00
12:15
12:30
12:45
13:00 | [49 empty] | 12.501 Prep. Final Connections
13:15
13:30
13:45
14:00 | [49 empty] | 12.501 Stop Feeds and finalze cell culture
14:15
14:30 | [49 empty] | 12.501 turn off temp controll
14:45
15:00 | [49 empty] | 12.501 Clarification 250L Monitor volume
15:15
15:30
15:45
16:00
16:15
16:30
16:45
17:00 | [49 empty] | 12.501 Clarification 250L STAX system
17:15
17:30
17:45
18:00
18:15
18:30
18:45
19:00 | [49 empty] | 12.501 Post Flush
19:15
19:30
19:45
20:00 | [49 empty] | 12.501 Post Clar. Steps Blow-out STAX Discard STAX and Clean STAX system
20:15
20:30
20:45
21:00
21:15
21:30 | [49 empty] | 12.501 Deviding harvest and single recirculation of harvest. 2 or 3 x 500L bags
21:45
22:00
22:15
22:30
22:45
23:00
23:15
23:30
23:45
24:00 | [49 empty] | 12.501 Discard and clean 1k L-48 + Partial change over L-32
24:15
24:30
24:45
25:00 | [49 empty] | 12.501 Prep L-47
25:15
25:30 | [49 empty] | 12.501 Post Clar. Steps Monitor temp. totes L-47
25:45
26:00
26:15
26:30 | [49 empty] | 12.501 Sampling Collecting tote samples (L-47)
26:45
27:00
27:15
27:30 | [49 empty] | 12.501 Fill out Samples CH L-17
27:45
28:00
28:15
28:30

## HB1 (47)
total time | 0.35417 | 0 | 0 | 0 | 0 | 0 | 0 | 0 | 0 | 0 | 0 | 0 | 0 | 0.13542 | 0.27083 | 0 | 0.010417 | 0.21875 | 0 | 0.010417 | 0.32292 | 0.083333 | 0 | 0.26042 | 0 | 0.010417 | 0.26042 | 0 | 0.010417 | 0.23958 | 0.20833 | 0.41667 | 0.34375 | 0.36458 | 0.30208 | 0.55208 | 0.58333 | 0.67708 | 0.42708 | 0.36458 | 0.21875 | 0.15625 | 0.11458 | 0.11458 | 0.11458 | 0.11458 | 0.11458 | 0.11458 | 0.11458 | 0.11458 | 0.11458 | 0.11458 | 0.11458 | 0.11458 | 0.11458 | 0.11458 | 0.11458 | 0.11458 | 0.11458 | 0.11458 | 0.11458 | 0.11458 | 0.15625 | 0.19792 | 0.23958 | 0.28125 | 0.32292 | 0.36458 | 0.40625 | 0.44792 | 0.48958 | 0.53125 | 0.57292 | 0.61458
Time | time axis 2023-05-26 to 2023-08-07
0:00 | 2023-05-26: 47.501 QC LIMS; 2023-06-07: 47.501 Check incubator (25mm pitch) materials and equipment check; 2023-06-08: 47.501 STAGE #1 Prep. Thaw; 2023-06-09: 47.501 Clean LAF; 2023-06-11: 47.501 Pre-warm med. Std & BU; 2023-06-12: 47.501 Clean LAF; 2023-06-14: 47.501 Pre-warm med. Std & BU; 2023-06-15: 47.501 Clean LAF; 2023-06-18: 47.501 Clean LAF; 2023-06-20: 47.501 Pre-warm med. Std & BU; 2023-06-23: 47.501 Pre-warm med. Std & BU; 2023-06-25: 47.501 Pre-check probes 50L Prep Probes for Autoclave; 2023-06-26: 47.501 Medium add. 50L SUB (<72 before inoculation); 2023-06-27: 47.501 50L pH and DO Calibration; 2023-06-28: 47.501 Daily Sampling 50L Day# 1; 2023-06-29: 47.501 Daily Sampling 50L Day# 2; 2023-06-30: 47.501 pH and DO Calibration; 2023-07-01: 47.501 Daily Sampling 250L Day# 1; 2023-07-02: 47.501 Daily Sampling 250L Day# 2; 2023-07-03: 47.501 pH Calibration; 2023-07-04: 47.501 Daily Sampling 1K Day# 1; 2023-07-05: 47.501 Daily Sampling 1K Day# 2; 2023-07-06: 47.501 pH Calibration; 2023-07-07: 47.501 Daily Sampling 2k Day# 1; 2023-07-08: 47.501 Daily Sampling 2k Day# 2 Glucose feed if <16.7mM; 2023-07-09: 47.501 Daily Sampling 2k Day# 3 No Glucose; 2023-07-10: 47.501 Daily Sampling 2k Day# 4 Glucose feed if <16.7mM Start Early: Temperature Shift to 34°C; 2023-07-11: 47.501 Daily Sampling 2k Day# 5 Glucose feed if <16.7mM; 2023-07-12: 47.501 Daily Sampling 2k Day# 6 No Glucose; 2023-07-13: 47.501 Daily Sampling 2k Day# 7 Glucose feed if <16.7mM; 2023-07-14: 47.501 Daily Sampling 2k Day# 8 Glucose feed if <16.7mM; 2023-07-15: 47.501 Daily Sampling 2k Day# 9 No Glucose; 2023-07-16: 47.501 Daily Sampling 2k Day# 10 Glucose feed if <16.7mM; 2023-07-17: 47.501 Daily Sampling 2k Day# 11 Glucose feed if <16.7mM; 2023-07-18: 47.501 Daily Sampling 2k Day# 12 Glucose feed if <16.7mM; 2023-07-19: 47.501 Daily Sampling 2k Day# 13 Glucose feed if <16.7mM; 2023-07-20: 47.501 Daily Sampling 2k Day# 14; 2023-07-21: 47.501 Finilize PP1252
0:15 | 2023-06-09: 47.501 Pre-warm med. In erlenmeyer; 2023-06-12: 47.501 media equilibration ≥ 30 minutes in incubator; 2023-06-15: 47.501 media equilibration ≥ 30 minutes in incubator; 2023-06-17: 47.501 prep wave; 2023-06-18: 47.501 Prep. 2 x 2L WAVE Start MFCS batch
0:30 | 2023-07-03: 47.501 DO Calibration; 2023-07-06: 47.501 DO Calibration
0:45 | 2023-06-09: 47.501 PEM; 2023-06-21: 47.501 media addition to WAVE bag; 2023-06-24: 47.501 media addition to WAVE bag; 2023-06-27: 47.501 Stop DO Cal.; 2023-06-30: 47.501 Daily Sampling 50L Day# 3
1:00 | 2023-06-09: 47.501 STAGE #1 Take vial (S-17); 2023-06-18: 47.501 media addition to WAVE bag; 2023-06-25: 47.501 Prep. 50L SUB + pressure testing bag max 5 days before inoculation; 2023-06-27: 47.501 Sampling 50L WAVE; 2023-06-28: 47.501 Prep. 250L SUB + pressure testing 250L bag Max 5 days before inoc; 2023-06-29: 47.501 Finilize PP1248; 2023-07-01: 47.501 Install 1000L + pressure testing 1K bag max 5 days before inoc; 2023-07-02: 47.501 Medium Addition 1K <72 hours before inoc; 2023-07-04: 47.501 Install 2K + pressure testing 2K bag max 5 days before inoc; 2023-07-05: 47.501 Medium Addition 2K <72 hours before inoc; 2023-07-21: 47.501 Finilize PP1253
1:15 | 2023-06-17: 47.501 Pre-warm med. Std & BU; 2023-07-03: 47.501 Stop DO Cal. Con Base; 2023-07-06: 47.501 Stop DO Cal. Con Base
1:30 | 2023-06-07: 47.501 Clean incubator for thaw; 2023-06-08: 47.501 prep incubator/ aquastabil.; 2023-06-09: 47.501 STAGE #1 Thaw (PEM @ 09:30 hr); 2023-06-12: 47.501 N-8 Pre-culture: Erlenmeyers; 2023-06-15: 47.501 N-7 Pre-culture: Erlenmeyers; 2023-06-21: 47.501 Pre-culture:2x 20L WAVE T+BU N-5; 2023-06-24: 47.501 Pre-culture:2x 50L WAVE T+BU N-4; 2023-07-03: 47.501 Daily Sampling 250L Day# 3; 2023-07-06: 47.501 Daily Sampling 1K Day# 3
1:45 | 2023-06-18: 47.501 Pre-culture:2x 2L WAVE T+BU N-6; 2023-06-27: 47.501 Calculations Inoculation + set alarms; 2023-06-30: 47.501 Stop DO Cal.
2:00 | 2023-06-29: 47.501 Medium Addition 250L <72 hours before inoc; 2023-06-30: 47.501 Inoculation 250L; 2023-07-07: 47.501 Finilize PP1251; 2023-07-20: 47.501 Clarification see clarification schedule
2:15 | 2023-07-03: 47.501: Calculations + Set alarms; 2023-07-06: 47.501: Calculations + Set alarms
2:30 | 2023-06-27: 47.501 Inoculation 50L SUB
2:45 | bar: 2023-06-08; 2023-06-17
3:00 | 2023-07-09: 47.501 Feed C addition (days 3,6&9) Keep temp within 1°C of setpoint; 2023-07-12: 47.501 Feed C addition (days 3,6&9) Keep temp within 1°C of setpoint; 2023-07-15: 47.501 Feed C addition (days 3,6&9) Keep temp within 1°C of setpoint; 2023-07-16: 47.501 Clarification build up; 2023-07-17: 47.501 Clarification build up; 2023-07-18: 47.501 Clarification build up; 2023-07-19: 47.501 Clarification build up
3:15 | 2023-05-26: 47.501 PP Request; 2023-06-12: 47.501 Clean LAF; 2023-06-15: 47.501 Clean LAF
3:30 | 2023-06-27: 47.501 Daily Sampling 50L Day# 0; 2023-07-03: 47.501 Start Inoculation 1k; 2023-07-06: 47.501 Start Inoculation 2k
3:45 | 2023-06-25: 47.501 confirm materials and media released
4:00 | 2023-06-09: 47.501 Clean LAF; 2023-06-28: 47.501 confirm materials and media released
4:15 | 2023-06-09: 47.501 Send update; 2023-06-18: 47.501 Clean LAF
4:30 | 2023-06-27: 47.501LC WAVE
4:45 | bar: 2023-06-25 to 2023-06-26; 2023-06-29
5:00 | 2023-06-28: 47.501 Pre-check probes 250L Prep Probes @Autoclave; 2023-07-01: 47.501 confirm materials and media released; 2023-07-03: 47.501 Daily Sampling 1k Day# 0; 2023-07-04: 47.501 confirm materials and media released; 2023-07-06: 47.501 Daily Sampling 2k Day# 0
5:15 | bar: 2023-06-25 to 2023-06-27; 2023-06-29
5:30 | bar: 2023-06-25 to 2023-06-27; 2023-06-29
5:45 | bar: 2023-06-25 to 2023-06-27; 2023-06-29
6:00 | 2023-07-01: 47.501 LC 50L SUB; 2023-07-04: 47.501 LC 250L SUB
6:15 | 2023-07-02: 47.501 Finilize PP1249; 2023-07-03: 47.501 in ac. 250L SUB; 2023-07-05: 47.501 Finilize PP1250; 2023-07-06: 47.501 in ac. 1K SUB
6:30 | bar: 2023-06-25 to 2023-06-30
6:45 | bar: 2023-06-25 to 2023-06-30; 2023-07-03; 2023-07-06
7:00 | 2023-07-01: 47.501 pre-chk probes autoclave probes L-32; 2023-07-04: 47.501 pre-chk probes autoclave probes L-32
7:15 | bar: 2023-06-25 to 2023-06-30; 2023-07-02 to 2023-07-03; 2023-07-05 to 2023-07-06
7:30 | bar: 2023-06-25 to 2023-06-30; 2023-07-02 to 2023-07-03; 2023-07-05 to 2023-07-06
7:45 | bar: 2023-06-25 to 2023-06-30; 2023-07-02 to 2023-07-03; 2023-07-05 to 2023-07-06
8:00
8:15
8:30
8:45
9:00
9:15
9:30
9:45
10:00
10:15
10:30
10:45
11:00
11:15
11:30
11:45
12:00
12:15
12:30
12:45
13:00
13:15
13:30
13:45
14:00
14:15
14:30
14:45
15:00
15:15
15:30
15:45
16:00
16:15
16:30
16:45
17:00
17:15
17:30
17:45
18:00
18:15
18:30
18:45
19:00
19:15
19:30
19:45
20:00
20:15
20:30
20:45
21:00

## BB1 (34)
total time | 0.35417 | 0 | 0 | 0 | 0 | 0 | 0 | 0 | 0 | 0 | 0 | 0 | 0 | 0.13542 | 0.27083 | 0 | 0.010417 | 0.21875 | 0 | 0.010417 | 0.32292 | 0.083333 | 0 | 0.26042 | 0 | 0.010417 | 0.26042 | 0 | 0.010417 | 0.23958 | 0.20833 | 0.41667 | 0.34375 | 0.36458 | 0.30208 | 0.55208 | 0.58333 | 0.67708 | 0.42708 | 0.36458 | 0.21875 | 0.15625 | 0.11458 | 0.11458 | 0.11458 | 0.11458
Time | time axis 2023-05-05 to 2023-06-19
0:00 | 34.5045 QC LIMS | [11 empty] | 34.5045 Check incubator (50mm pitch) materials and equipment check | 34.5045 STAGE #1 Prep. Thaw | 34.5045 Clean LAF |  | 34.5045 Pre-warm med. | 34.5045 Clean LAF |  | 34.5045 Prep WAVES | 34.5045 Clean LAF | 34.5045 Finilize PP951 | 34.5045 Pre-warm med. | 34.5045 Pre-culture: 2 x 20L WAVE | 34.5045 Pre-check Probes 50L SUB | 34.5045 Prep. Connect pumptubing to medium addition line | 34.5045 pH and DO Calibration | 34.5045 DS 50L D# 1 | 34.5045 DS 50L D# 2 | 34.5045 pH and DO Calibration | 34.5045 DS 1K D# 1 | 34.5045 DS 1K D# 2 Prep. tubing Feeds | 34.5045 DS 1K D# 3 Start Feed A & B | 34.5045 DS 1K D# 4 | 34.5045 DS 1K D# 5 Start Glucose (if <22 mM) | 34.5045 DS 1K D# 6 | 34.5045 DS 1K D# 7 | 34.5045 DS 1K D# 8 | 34.5045 DS 1K D# 9 | 34.5045 DS 1K D# 10 | 34.5045 DS 1K D# 11 | 34.5045 DS 1K D# 12 Clarification |  | 34.5045 Finilize PP Cell Culture
0:15 | 2023-05-19: 34.5045 Pre-warm med. In erlenmeyer; 2023-05-22: 34.5045 STAGE #2 Pre-culture: Erlenmeyers; 2023-05-25: 34.5045 PEM; 2023-05-27: 34.5045. Prep WAVES
0:30 | 2023-05-25: 34.5045 Prep. 2 x 2L WAVE Start MFCS batch /
0:45 | 2023-05-19: 34.5045 PEM; 2023-05-31: 34.5045 Sampling 20L WAVE; 2023-06-01: 34.5045 Send update; 2023-06-02: 34.5045 Send update; 2023-06-03: 34.5045 Stop DO Cal.
1:00 | 2023-05-19: 34.5045 STAGE #1 Take vial (S-17); 2023-05-24: 34.5045 Pre-warm med, in bags; 2023-05-26: 34.5045 LC Thaw/ clean inside incubator.; 2023-05-29: 34.5045 Prep. 50L SUB + pressure test the 50L bag End pre-check probes; 2023-06-01: 34.5045 Pre-check Probes 1K; 2023-06-02: 34.5045 Connect medium to 1k; 2023-06-03: 34.5045 DS 50L D# 3; 2023-06-17: 34.5045 Finilize PP Clar.
1:15 | 2023-05-25: 34.5045 Pre-culture: 2 x 2L WAVE
1:30 | 2023-05-17: 34.5045 Clean incubator for thaw; 2023-05-18: 34.5045 prep incubator/ aquastabil.; 2023-05-19: 34.5045 STAGE #1 Thaw (PEM @ 09:30 hr); 2023-05-31: 34.5045 Stop DO Cal.; 2023-06-02: 34.5045 Probes cool down
1:45 | 2023-05-22: 34.5045 Send update; 2023-05-30: 34.5045 Connect medium to 50L; 2023-05-31: 34.5045 Calculations Inoculation + set alarms; 2023-06-02: 34.5045 Install probes 1K; 2023-06-03: 34.5045 : Calculations + Set alarms; 2023-06-15: 34.5045 Send update
2:00 | 2023-05-22: 34.5045 Clean LAF; 2023-05-26: 34.5045 LC Thaw/ Put incubator at 60° for 120 minutes. In the mean time clean outside and change tubing; 2023-06-01: 34.5045 Install 1000L + pressure test 1K bag; 2023-06-15: 34.5045 Prep Pre-flush L-26 & L-32
2:15 | 2023-05-30: 34.5045 Cool down Probes; 2023-06-02: 34.5045 Medium Addition 1K; 2023-06-04: 34.5045 Send update
2:30 | 2023-05-30: 34.5045 Install Probes; 2023-05-31: 34.5045 Remove medium; 2023-06-03: 34.5045 Inoculation 1K; 2023-06-04: 34.5045 LC 50L SUB; 2023-06-05: 34.5045 Send update
2:45 | 2023-05-31: 34.5045 Inoculation 50L SUB
3:00 | 2023-05-28: 34.5045 Send update; 2023-05-30: 34.5045 Medium add. 50L SUB; 2023-06-15: 34.5045 WFI pre-Flush STAX 1 - 4 Record flow and pressure every 10 min. Drain and discard WFI bags after flushing
3:15 | 2023-05-05: 34.5045 PP Request
3:30 | 2023-06-04: 34.5045 Finilize 50L
3:45 | 2023-05-31: 34.5045 DS 50L D# 0; 2023-06-06: 34.5045 Send update; 2023-06-07: 34.5045 Send update; 2023-06-08: 34.5045 Send update; 2023-06-09: 34.5045 Send update; 2023-06-10: 34.5045 Send update; 2023-06-11: 34.5045 Send update; 2023-06-12: 34.5045 Send update; 2023-06-13: 34.5045 Send update; 2023-06-14: 34.5045 Send update
4:00 | 2023-05-19: 34.5045 Clean LAF; 2023-05-25: 34.5045 Clean LAF; 2023-05-26: 34.5045 LC Thaw/ Switch UV-light on for 30 minutes/Finish cleaning; 2023-06-11: 34.5045 Prep. Clarification (Check Materials); 2023-06-12: 34.5045 Prep. Clarification; 2023-06-13: 34.5045 Clarification build up; 2023-06-14: 34.5045 Clarification build up
4:15 | 2023-05-19: 34.5045 Send update; 2023-05-25: 34.5045 LC Thaw; 2023-06-16: 34.5045 LC 1000L SUB
4:30 | 2023-05-29: 34.5045 Probes Autoclave @ 50L; 2023-05-31: 34.5045 Stop Back-Up; 2023-06-03: 34.5045 Daily Sampling 1K Day# 0
4:45 | 2023-05-25: 34.5045 Send update
5:00 | 2023-05-31: 34.5045 LC WAVE
5:15 | 2023-06-16: 34.5045 LC CLAR
5:30 | 2023-05-31: 34.5045 Send update; 2023-06-15: 34.5045 Buffer Flush STAX 1 -4
5:45 | 2023-06-03: 34.5045 in ac. 50L SUB
6:00 | 2023-06-01: 34.5045 Finilize PP Preculture; 2023-06-15: 34.5045 Prep. Final Connections
6:15 | 2023-06-03: 34.5045 Send update; 2023-06-16: 34.5045 Discard left over materials
6:30 | 2023-06-15: 34.5045 Pre-flush FF
6:45
7:00 | 2023-06-01: 34.5045 Probes Autoclave @ 14:00h 1K; 2023-06-15: 34.5045 750L WFI STAX#5
7:15
7:30
7:45
8:00
8:15
8:30 | 2023-06-15: 34.5045 Buffer Stax#5
8:45
9:00 | 2023-06-15: 34.5045 Prep Pre-flush L-26 & L-32
9:15
9:30
9:45
10:00 | 2023-06-14: 34.5045 WFI pre-Flush STAX 1 - 4 Record flow and pressure every 10 min. Drain and discard WFI bags after flushing (if possible schedule day before clar); 2023-06-15: 34.5045 WFI pre-Flush STAX 1 - 4 Record flow and pressure every 10 min. Drain and discard WFI bags after flushing
10:15
10:30
10:45
11:00
11:15
11:30
11:45
12:00
12:15
12:30 | 2023-06-15: 34.5045 Buffer Flush STAX 1 -4
12:45
13:00 | 2023-06-15: 34.5045 Prep. Final Connections
13:15
13:30 | 2023-06-15: 34.5045 Pre-flush FF
13:45
14:00 | 2023-06-15: 34.5045 750L WFI STAX#5
14:15
14:30
14:45
15:00
15:15
15:30 | 2023-06-15: 34.5045 Buffer Stax#5
15:45
16:00 | 2023-06-15: 34.5045 Prep. Final Connections
16:15
16:30 | 2023-06-15: 34.5045 Collect Crude Harvest
16:45
17:00
17:15
17:30
17:45
18:00 | 2023-06-15: 34.5045 Clarification Culture
18:15
18:30
18:45
19:00
19:15
19:30
19:45
20:00
20:15
20:30
20:45
21:00
21:15 | 2023-06-15: 34.5045 Post Flush
21:30
21:45
22:00
22:15 | 2023-06-15: 34.5045 Fill out clarified Harvest
22:30
22:45
23:00
23:15
23:30
23:45
24:00
24:15
24:30
24:45 | 2023-06-15: 34.5045 Post Clarification Steps Clean prod. area
25:00
25:15
25:30
25:45
26:00
26:15 | 2023-06-15: 34.5045 Filling out Clarified Harvest Tote# 1 2 x 500L bags L-81
26:30
26:45
27:00
27:15
27:30
27:45
28:00
28:15
28:30

## Biond (91 (hidden)
total time | 0.35417 | 0 | 0 | 0 | 0 | 0 | 0 | 0 | 0 | 0 | 0 | 0 | 0 | 0.13542 | 0.27083 | 0 | 0.010417 | 0.21875 | 0 | 0.010417 | 0.32292 | 0.083333 | 0 | 0.26042 | 0 | 0.010417 | 0.26042 | 0 | 0.010417 | 0.23958 | 0.20833 | 0.41667 | 0.34375 | 0.36458 | 0.30208 | 0.55208 | 0.58333 | 0.67708 | 0.42708 | 0.36458 | 0.21875 | 0.15625 | 0.11458 | 0.11458 | 0.11458 | 0.11458
Time | time axis 2020-03-21 to 2020-05-05
0:00 | 91.501 QC LIMS | [11 empty] | 91.501 Check incubator (pitch) materials and equipment check | 91.501 STAGE #1 Prep. Thaw | 91.501 Clean LAF |  | 91.501 Pre-warm med. | 91.501 Clean LAF |  | 91.501 Pre-warm med. | 91.501 Clean LAF | 91.501 Finilize PP951 | 91.501 Pre-warm med. | 91.501 Pre-culture: 2 x 20L WAVE (10L in 20L WAVE) | 91.501 Prep. Connect pumptubing to medium addition line | 91.501 End pre-check probes 1K | 91.501 pH and DO Calibration | 91.501 DS 50L D# 1 | 91.501 DS 50L D# 2 | 91.501 pH and DO Calibration | 91.501 DS 1K D# 1 | 91.501 DS 1K D# 2 Prep. tubing Feeds | 91.501 DS 1K D# 3 Start Feed A & B | 91.501 DS 1K D# 4 | 91.501 DS 1K D# 5 Start Glucose (if <22 mM) | 91.501 DS 1K D# 6 | 91.501 DS 1K D# 7 | 91.501 DS 1K D# 8 | 91.501 DS 1K D# 9 | 91.501 DS 1K D# 10 | 91.501 DS 1K D# 11 Clarification | 91.501 DS 1K D# 12 Clarification | 91.501 Filling out Clarified Harvest Tote# 1 3 or 4 x 500L bags L-47 | 91.501 Deviations
0:15 | 2020-04-04: 91.501 STAGE #1 Take vial (S-17); 2020-04-07: 91.501 STAGE #2 Pre-culture: Erlenmeyers (150mL in 1000mL FL.); 2020-04-09: 91.501 Prep WAVES; 2020-04-10: 91.501 Prep. 2 x 2L WAVE Start MFCS batch /; 2020-04-12: 91.50150. Prep WAVES
0:30
0:45 | 2020-04-04: 91.501 PEM; 2020-04-16: 91.501 Sampling 20L WAVE; 2020-04-17: 91.501 Send update; 2020-04-18: 91.501 Send update; 2020-04-19: 91.501 Stop DO Cal.
1:00 | 2020-04-04: 91.501 STAGE #1 Thaw (75mL in 500mL FL.) (PEM @ 09:30 hr); 2020-04-10: 91.501 Pre-culture: 2 x 2L WAVE (1L in 2L WAVE); 2020-04-11: 91.501 Pre-check Probes 50L SUB; 2020-04-14: 91.501 Install Probes; 2020-04-17: 91.501 Probes Autoclave @ 14:00h 1K; 2020-04-18: 91.501 Install probes 1K; 2020-04-19: 91.501 DS 50L D# 3
1:15 | 2020-04-12: 91.501 Prep. 50L SUB + pressure test the 50L bag End pre-check probes; 2020-04-20: 91.501 Send update; 2020-04-23: 91.501 Send update; 2020-04-25: 91.501 Send update; 2020-04-26: 91.501 Send update; 2020-04-27: 91.501 Send update; 2020-04-28: 91.501 Send update; 2020-04-29: 91.501 Send update
1:30 | 2020-04-03: 91.501 prep incubator/ aquastabil.; 2020-04-14: 91.501 Connect medium to 50L; 2020-04-16: 91.501 Send update; 2020-04-18: 91.501 Medium Addition 1K; 2020-04-21: 91.501 Send update; 2020-04-26: 91.501 Prep. Clarification (Check Materials); 2020-04-27: 91.501 Prep. Clarification; 2020-04-28: 91.501 Clarification build up; 2020-04-29: 91.501 Clarification build up
1:45 | 2020-04-07: 91.501 Send update; 2020-04-16: 91.501 Stop DO Cal.; 2020-04-19: 91.501 Send update; 2020-04-22: 91.501 Send update; 2020-04-24: 91.501 Send update; 2020-04-30: 91.501 Send update; 2020-05-01: 91.501 Send update
2:00 | 2020-04-07: 91.501 Clean LAF; 2020-04-11: FYI: EM incubator by QC; 2020-04-14: 91.501 Medium add. 50L SUB; 2020-04-16: 91.501 Calculations Inoculation + set alarms; 2020-04-19: 91.501 : Calculations + Set alarms; 2020-04-30: 91.501 Prep Pre-flush L-26 & L-32; 2020-05-01: 91.501 Prep Pre-flush L-26 & L-32
2:15 | 2020-04-03: 91.501 Pre-warm med.; 2020-04-17: 91.501 Probes cool down
2:30 | 2020-04-14: 91.501 Set alarms in DCU4 50L; 2020-04-19: 91.501 : Add medium
2:45 | 2020-04-16: 91.501 Remove medium; 2020-04-19: 91.501 : Sync. MFCS
3:00 | 2020-04-10: 91.501 Send update; 2020-04-13: 91.501 Send update; 2020-04-14: 91.501 Pre-check Probes 1K; 2020-04-16: 91.501 Sync. MFCS; 2020-04-19: 91.501 Inoculation 1K; 2020-04-30: 91.501 WFI pre-Flush STAX 1 - 4 Record flow and pressure every 10 min. Drain and discard WFI bags after flushing; 2020-05-01: 91.501 WFI pre-Flush STAX 1 - 4 Record flow and pressure every 10 min. Drain and discard WFI bags after flushing
3:15 | 2020-03-21: 91.501 PP Request; 2020-04-10: 91.501 LC Thaw; 2020-04-13: 91.501 Probes Autoclave @ 14:00h 50L; 2020-04-16: 91.501 Inoculation 50L SUB
3:30 | 2020-04-04: 91.501 Send update
3:45 | 2020-04-04: 91.501 Clean LAF; 2020-04-10: 91.501 LC Thaw QA ready @ 15:00; 2020-04-16: 91.501 DS 50L D# 0
4:00 | 2020-04-13: 91.501 Cool down Probes; 2020-04-18: 91.501 Medium Addition 1K
4:15 | 2020-04-10: 91.501 Clean LAF; 2020-05-02: 91.501 LC 1000L SUB; 2020-05-03: 91.501 Finilize PP Cell Culture
4:30 | 2020-04-16: 91.501 Send update; 2020-04-19: 91.501 Daily Sampling 1K Day# 0
4:45 | 2020-04-12: 50.593 LC Thaw/ clean inside incubator.; 2020-04-16: 91.501 Stop Back-Up
5:00 | 2020-04-18: 91.501 Medium Addition 1K
5:15 | 2020-04-16: 91.501 LC WAVE; 2020-05-02: 91.501 LC CLAR; 2020-05-03: 91.501 SV Finilize PP Clar.
5:30 | 2020-04-30: 91.501 Buffer Flush STAX 1 -4; 2020-05-01: 91.501 Buffer Flush STAX 1 -4
5:45 | 2020-04-12: 50.593 LC Thaw/ Put incubator at 60° for 120 minutes. In the mean time clean outside and change tubing; 2020-04-16: 91.501 LC WAVE QA/OPS; 2020-04-19: 91.501 in ac. 50L SUB
6:00 | 2020-04-30: 91.501 Prep. Final Connections; 2020-05-01: 91.501 Prep. Final Connections
6:15 | 2020-04-16: 91.501 LC WAVE QA ready @ 15:00; 2020-04-19: 91.501 Send update; 2020-05-02: 91.501 LC 1000L SUB QA / OPS
6:30 | 2020-04-19: 91.501 LC 50L SUB; 2020-04-30: 91.501 Pre-flush FF; 2020-05-01: 91.501 Pre-flush FF
6:45 | 2020-04-16: 91.501 Finilize PP Preculture
7:00 | 2020-04-30: 91.501 750L WFI STAX#5; 2020-05-01: 91.501 750L WFI STAX#5
7:15 | 2020-05-02: 91.501 LC CLAR QA / OPS
7:30 | 2020-04-19: 91.501 LC 50L SUB OPS/QA
7:45 | 2020-04-12: 50.593 LC Thaw/ Switch UV-light on for 30 minutes/Finish cleaning; 2020-04-16: 91.501 Install 1000L + pressure test 1K bag
8:00
8:15 | 2020-05-02: 91.501 Discard left over materials
8:30 | 2020-04-19: 91.501 Finilize 50L; 2020-04-30: 91.501 Buffer Stax#5; 2020-05-01: 91.501 Buffer Stax#5
8:45
9:00 | 2020-04-30: 91.501 Prep. Final Connections; 2020-05-01: 91.501 Prep. Final Connections
9:15
9:30 | 2020-04-30: 91.501 Clarification Culture; 2020-05-01: 91.501 Clarification Culture
9:45
10:00
10:15
10:30
10:45
11:00
11:15
11:30
11:45
12:00
12:15
12:30
12:45 | 2020-04-30: 91.501 Post Flush; 2020-05-01: 91.501 Post Flush
13:00
13:15
13:30
13:45 | 2020-04-30: 91.501 DS 1K Collect Crude Harvest + 10L Sample (???) (na BOT sampling); 2020-05-01: 91.501 DS 1K Collect Crude Harvest + 10L Sample (???) (na BOT sampling)
14:00
14:15
14:30
14:45
15:00
15:15 | 2020-04-30: 91.501 Fill out crude Harvest; 2020-05-01: 91.501 Fill out crude Harvest
15:30
15:45
16:00
16:15
16:30
16:45
17:00
17:15
17:30
17:45 | 2020-04-30: 91.501 Post Clarification Steps Clean prod. area; 2020-05-01: 91.501 Post Clarification Steps Clean prod. area
18:00
18:15
18:30
18:45
19:00
19:15
19:30
19:45
20:00
20:15
20:30
20:45
21:00
21:15
21:30
21:45
22:00
22:15
22:30
22:45
23:00
23:15
23:30
23:45
24:00
24:15
24:30
24:45
25:00
25:15
25:30
25:45
26:00
26:15
26:30
26:45
27:00
27:15
27:30
27:45
28:00
28:15
28:30

## Lund (95)
total time | 0.35417 | 0 | 0 | 0 | 0 | 0 | 0 | 0 | 0 | 0 | 0 | 0 | 0 | 0.13542 | 0.27083 | 0 | 0.010417 | 0.21875 | 0 | 0.010417 | 0.32292 | 0.083333 | 0 | 0.26042 | 0 | 0.010417 | 0.26042 | 0 | 0.010417 | 0.23958 | 0.20833 | 0.41667 | 0.34375 | 0.36458 | 0.30208 | 0.55208 | 0.58333 | 0.67708 | 0.42708 | 0.36458 | 0.21875 | 0.15625 | 0.11458 | 0.11458 | 0.11458 | 0.11458 | 0.11458 | 0.11458 | 0.11458 | 0.11458 | 0.11458 | 0.11458 | 0.11458 | 0.11458 | 0.11458 | 0.11458 | 0.11458 | 0.11458 | 0.11458 | 0.11458 | 0.11458 | 0.11458 | 0.15625 | 0.19792 | 0.23958 | 0.28125 | 0.32292 | 0.36458 | 0.40625 | 0.44792 | 0.48958 | 0.53125 | 0.57292 | 0.61458
Time | time axis 2023-06-03 to 2023-08-15
0:00 | 2023-06-03: 95.511 QC LIMS; 2023-06-14: 95.511 Incubator cleaning pitch 50mm; 2023-06-15: 95.511 Check incubator (pitch) materials and equipment check; 2023-06-16: 95.511 STAGE #1 Prep. Thaw; 2023-06-17: 95.511 Clean LAF; 2023-06-20: 95.511 Pre-warm med.; 2023-06-21: 95.511 Clean LAF; 2023-06-24: 95.511 Pre-warm med.; 2023-06-25: 95.511 Clean LAF; 2023-06-29: 95.511 Clean LAF; 2023-06-30: 95.511 Finilize Thaw PP; 2023-07-03: 95.511 Pre-culture: 2 x 20L WAVE (4.3L in 20L WAVE); 2023-07-06: 95.511 Pre-culture: 2 x 50L WAVE (15.5L in 20L WAVE); 2023-07-07: 95.511 Pre-check Probes 50L SUB; 2023-07-08: 95.511 Prep. Connect pumptubing to medium addition line; 2023-07-09: 95.511 pH and DO Calibration; 2023-07-10: 95.511 Sampling 20L WAVE; 2023-07-11: 95.511 DS 50L D# 1; 2023-07-12: 95.511 DS 50L D# 2; 2023-07-13: 95.511 DS 50L D# 3; 2023-07-14: 95.511 DS 50L D# 4; 2023-07-15: 95.511 DS 250L D# 1; 2023-07-16: 95.511 DS 250L D# 2; 2023-07-17: 95.511 DS 250L D# 3; 2023-07-18: 95.511 DS 250L D# 4; 2023-07-19: 95.511 DS 250L D# 5; 2023-07-20: 95.511 DS 2K D# 1; 2023-07-21: 95.511 DS 2K D# 2; 2023-07-22: 95.511 DS 2K D# 3; 2023-07-23: 95.511 DS 2K D# 4; 2023-07-24: 95.511 DS 2K D# 5; 2023-07-25: 95.511 DS 2K D# 6; 2023-07-26: 95.511 DS 2K D# 7; 2023-07-27: 95.511 DS 2K D# 8; 2023-07-28: 95.511 DS 2K D# 9; 2023-07-29: 95.511 DS 2K D# 10; 2023-07-30: 95.511 DS 2K D# 11; 2023-07-31: 95.511 DS 2K D# 12; 2023-08-01: 95.511 DS 2K D# 13; 2023-08-02: 95.511 DS 2K D# 14; 2023-08-03: 95.511 DS 2K D# 15; 2023-08-06: 95.511 Finilize PP 2K; 2023-08-13: 95.511 Finalize all PPs
0:15 | 2023-06-17: 95.511 STAGE #1 Take vial (S-17); 2023-06-21: 95.511 STAGE #2 Pre-culture: Erlenmeyers (60mL in 250mL FL.); 2023-06-25: 95.511 STAGE #3 Pre-culture: Erlenmeyers (160mL in 500mL FL.); 2023-06-28: 95.511 Prep WAVES; 2023-06-29: 95.511 Prep. 2 x 2L WAVE Start MFCS batch /; 2023-07-02: 95.51150. Prep WAVES; 2023-07-05: 95.51150. Prep WAVES; 2023-08-04: 95.511 Filling out Clarified Harvest Tote# 1 3 or 4 x 500L bags L-47
0:30
0:45 | 2023-06-17: 95.511 PEM; 2023-07-10: 95.511 Send update; 2023-07-11: 95.511 Send update; 2023-07-12: 95.511 Send update; 2023-07-13: 95.511 Send update; 2023-07-14: 95.511 Send update; 2023-07-15: 95.511 LC 50L SUB OPS/QA; 2023-07-16: 95.511 Probes in L-27 @ 15:00h 2K; 2023-07-17: 95.511 Install probes 2K; 2023-07-18: 95.511 pH and DO Calibration; 2023-07-19: 95.511 Send update
1:00 | 2023-06-17: 95.511 STAGE #1 Thaw (30mL in 125mL FL.) (PEM @ 09:30 hr); 2023-06-29: 95.511 Pre-culture: 2 x 2L WAVE (800mL in 2L WAVE); 2023-07-07: 95.511 Probes in L-27 @ 15:00h 50L; 2023-07-08: 95.511 Install Probes; 2023-07-10: 95.511 Stop DO Cal.; 2023-07-11: 95.511 Probes in L-27 @ 10:00h 250L; 2023-07-12: 95.511 Install probes 250; 2023-07-13: 95.511 pH and DO Calibration; 2023-07-14: 95.511 : Calculations + Set alarms; 2023-07-19: 95.511 : Calculations + Set alarms; 2023-08-06: 95.511 Finilize PP Clari
1:15 | 2023-06-28: 95.511 Pre-warm med.; 2023-07-02: 95.511 Pre-warm med.; 2023-07-05: 95.511 Pre-warm med.; 2023-07-10: 95.511 Calculations Inoculation + set alarms; 2023-07-17: 95.511 Medium Addition 2K
1:30 | 2023-06-16: 95.511 prep incubator/ aquastabil.; 2023-07-08: 95.511 Connect medium to 50L; 2023-07-12: 95.511 Medium Addition 250; 2023-07-14: 95.511 : Add medium; 2023-07-18: 95.511 Stop DO Cal.; 2023-07-19: 95.511 : Add medium
1:45 | 2023-06-21: 95.511 Send update; 2023-06-25: 95.511 Send update; 2023-07-13: 95.511 Stop DO Cal.; 2023-07-14: 95.511 : Sync. MFCS; 2023-07-15: 95.511 Precheck Probes; 2023-07-19: 95.511 : Sync. MFCS
2:00 | 2023-06-21: 95.511 Clean LAF; 2023-06-25: 95.511 Clean LAF; 2023-07-08: 95.511 Medium add. 50L SUB; 2023-07-10: 95.511 Remove medium; 2023-07-14: 95.511 Inoculation 250L; 2023-07-16: 95.511 Install 2K + pressure test 2K bag; 2023-07-19: 95.511 Inoculation 2K
2:15 | 2023-06-16: 95.511 Pre-warm med.; 2023-07-10: 95.511 Sync. MFCS; 2023-07-11: 95.511 Finilize PP Preculture; 2023-07-20: 95.511 LC 250L SUB; 2023-07-30: 95.511 Prep. Clarification (Check Materials); 2023-07-31: 95.511 Prep. Clarification; 2023-08-01: 95.511 Clarification build up; 2023-08-02: 95.511 Clarification build up; 2023-08-03: 95.511 Send update
2:30 | 2023-07-08: 95.511 Set alarms in DCU4 50L; 2023-07-10: 95.511 Inoculation 50L SUB; 2023-08-03: 95.511 Prep Pre-flush L-26 & L-32
2:45 | bar: 2023-07-18
3:00 | 2023-06-29: 95.511 Send update; 2023-07-03: 95.511 Send update; 2023-07-06: 95.511 Send update; 2023-07-10: 95.511 DS 50L D# 0
3:15 | 2023-06-03: 95.511 PP Request; 2023-06-29: 95.511 LC Thaw; 2023-07-06: 95.511 Prep. 50L SUB + pressure test the 50L bag End pre-check probes; 2023-07-11: 95.511 Install 250L + pressure test 250 bag; 2023-07-20: 95.511 LC 250L SUB OPS/QA
3:30 | 2023-06-17: 95.511 Send update; 2023-07-14: 95.511 Daily Sampling 250 Day# 0; 2023-07-19: 95.511 Daily Sampling 2K Day# 0; 2023-08-03: 95.511 WFI pre-Flush STAX 1 - 4 Record flow and pressure every 10 min. Drain and discard WFI bags after flushing
3:45 | 2023-06-17: 95.511 Clean LAF; 2023-06-29: 95.511 LC Thaw QA ready @ 15:00; 2023-07-10: 95.511 Send update; 2023-07-17: 95.511 Medium Addition 2K
4:00 | 2023-07-10: 95.511 Stop Back-Up
4:15 | 2023-06-29: 95.511 Clean LAF
4:30 | 2023-07-10: 95.511 LC WAVE; 2023-08-04: 95.511 LC 2000L SUB
4:45 | 2023-07-14: 95.511 in ac. 50L SUB; 2023-07-17: 95.511 Medium Addition 2K; 2023-07-19: 95.511 in ac. 250L SUB
5:00 | 2023-07-10: 95.511 LC WAVE QA/OPS
5:15 | 2023-07-14: 95.511 Send update; 2023-07-19: 95.511 Send update
5:30 | 2023-07-10: 95.511 LC WAVE QA ready @ 15:00; 2023-07-14: 95.511 LC 50L SUB; 2023-07-19: 95.511 Finilize 250L; 2023-08-04: 95.511 LC CLAR
5:45 | bar: 2023-06-17; 2023-06-22; 2023-07-08; 2023-07-18
6:00 | 2023-07-10: 95.511 Pre-check Probes 250L SUB; 2023-08-03: 95.511 Buffer Flush STAX 1 -4
6:15 | bar: 2023-06-17; 2023-06-22; 2023-07-18
6:30 | 2023-07-14: 95.511 Finilize 50L; 2023-08-03: 95.511 Prep. Final Connections; 2023-08-04: 95.511 LC 2000L SUB QA / OPS
6:45 | bar: 2023-06-17; 2023-06-22; 2023-06-28; 2023-07-18
7:00 | 2023-07-16: 95.511 Probes cool down; 2023-08-03: 95.511 Pre-flush FF
7:15 | bar: 2023-06-22; 2023-06-28; 2023-07-03; 2023-07-11; 2023-07-18
7:30 | 2023-08-03: 95.511 750L WFI STAX#5; 2023-08-04: 95.511 LC CLAR QA / OPS
7:45 | bar: 2023-06-22; 2023-06-28; 2023-06-30; 2023-07-09 to 2023-07-11; 2023-07-18
8:00 | bar: 2023-06-22; 2023-06-28; 2023-06-30; 2023-07-17 to 2023-07-18
8:15 | bar: 2023-06-22; 2023-06-28; 2023-07-17 to 2023-07-18
8:30 | 2023-08-04: 95.511 Discard left over materials
8:45 | bar: 2023-06-22; 2023-06-28; 2023-06-30; 2023-07-03; 2023-07-17 to 2023-07-18
9:00 | 2023-08-03: 95.511 Buffer Stax#5
9:15 | bar: 2023-06-22; 2023-06-27 to 2023-06-28; 2023-06-30; 2023-07-03
9:30 | 2023-08-03: 95.511 Prep. Final Connections
9:45 | bar: 2023-06-22 to 2023-06-23; 2023-06-27 to 2023-06-28; 2023-06-30 to 2023-07-03
10:00 | 2023-08-03: 95.511 Clarification Culture
10:15 | bar: 2023-06-22 to 2023-06-23; 2023-06-28; 2023-06-30 to 2023-07-03; 2023-07-06
10:30 | bar: 2023-06-22 to 2023-06-23; 2023-06-28; 2023-06-30 to 2023-07-03; 2023-07-06; 2023-07-09
10:45 | bar: 2023-06-22 to 2023-06-23; 2023-06-28; 2023-06-30 to 2023-07-03; 2023-07-06; 2023-07-09
11:00 | bar: 2023-06-17; 2023-06-22 to 2023-06-23; 2023-06-28; 2023-06-30 to 2023-07-03; 2023-07-06; 2023-07-09
11:15 | bar: 2023-06-17; 2023-06-22 to 2023-06-23; 2023-06-28; 2023-06-30 to 2023-07-03; 2023-07-09
11:30 | bar: 2023-06-17; 2023-06-22 to 2023-06-23; 2023-06-27 to 2023-06-28; 2023-06-30 to 2023-07-03; 2023-07-09
11:45 | bar: 2023-06-17; 2023-06-22 to 2023-06-23; 2023-06-27 to 2023-07-03; 2023-07-09
12:00 | bar: 2023-06-17; 2023-06-22 to 2023-06-23; 2023-06-27 to 2023-07-03; 2023-07-09
12:15 | bar: 2023-06-17; 2023-06-22 to 2023-06-23; 2023-06-27 to 2023-07-03; 2023-07-09
12:30 | bar: 2023-06-17; 2023-06-22 to 2023-06-23; 2023-06-27 to 2023-07-03; 2023-07-09
12:45 | bar: 2023-06-17; 2023-06-22 to 2023-06-23; 2023-06-27 to 2023-07-03; 2023-07-09
13:00 | bar: 2023-06-17; 2023-06-22 to 2023-06-23; 2023-06-27 to 2023-07-03; 2023-07-09
13:15 | 2023-08-03: 95.511 Post Flush
13:30 | bar: 2023-06-17; 2023-06-22 to 2023-06-23; 2023-06-27 to 2023-07-03; 2023-07-09
13:45 | bar: 2023-06-17; 2023-06-22 to 2023-06-23; 2023-06-27 to 2023-07-03; 2023-07-09
14:00 | bar: 2023-06-17; 2023-06-22 to 2023-06-23; 2023-06-27 to 2023-07-03; 2023-07-09
14:15 | 2023-08-03: 95.511 DS 2K Collect Crude Harvest + 10L Sample (???) (na BOT sampling)
14:30 | bar: 2023-06-17; 2023-06-22 to 2023-06-23; 2023-06-25; 2023-06-27 to 2023-07-03; 2023-07-09
14:45 | bar: 2023-06-17; 2023-06-22 to 2023-06-23; 2023-06-25; 2023-06-27 to 2023-07-05; 2023-07-09
15:00 | bar: 2023-06-17; 2023-06-22 to 2023-06-23; 2023-06-25; 2023-06-27 to 2023-07-05; 2023-07-09
15:15 | bar: 2023-06-17; 2023-06-22 to 2023-06-23; 2023-06-25 to 2023-07-06; 2023-07-09
15:30 | bar: 2023-06-17; 2023-06-22 to 2023-06-23; 2023-06-25 to 2023-07-06; 2023-07-09
15:45 | 2023-08-03: 95.511 Fill out crude Harvest
16:00 | bar: 2023-06-17; 2023-06-22 to 2023-06-23; 2023-06-25 to 2023-07-06; 2023-07-09; 2023-07-26
16:15 | bar: 2023-06-17; 2023-06-22 to 2023-06-23; 2023-06-25 to 2023-07-06; 2023-07-09; 2023-07-26
16:30 | bar: 2023-06-17; 2023-06-22 to 2023-06-23; 2023-06-25 to 2023-07-06; 2023-07-09 to 2023-07-10; 2023-07-17 to 2023-07-18; 2023-07-26
16:45 | bar: 2023-06-17; 2023-06-22 to 2023-06-23; 2023-06-25 to 2023-07-06; 2023-07-09 to 2023-07-10; 2023-07-17 to 2023-07-18; 2023-07-26
17:00 | bar: 2023-06-17; 2023-06-22 to 2023-06-23; 2023-06-25 to 2023-07-06; 2023-07-09 to 2023-07-10; 2023-07-17 to 2023-07-18; 2023-07-26
17:15 | bar: 2023-06-17; 2023-06-22 to 2023-06-23; 2023-06-25 to 2023-07-06; 2023-07-09 to 2023-07-10; 2023-07-17 to 2023-07-18; 2023-07-26
17:30 | bar: 2023-06-17; 2023-06-22 to 2023-06-23; 2023-06-25 to 2023-07-06; 2023-07-09 to 2023-07-12; 2023-07-17 to 2023-07-18; 2023-07-26
17:45 | bar: 2023-06-17; 2023-06-22 to 2023-06-23; 2023-06-25 to 2023-07-06; 2023-07-09 to 2023-07-12; 2023-07-17 to 2023-07-18; 2023-07-26
18:00 | bar: 2023-06-17; 2023-06-22 to 2023-06-23; 2023-06-25 to 2023-07-06; 2023-07-08 to 2023-07-12; 2023-07-17 to 2023-07-18; 2023-07-26
18:15 | 2023-08-03: 95.511 Post Clarification Steps Clean prod. area
18:30 | bar: 2023-06-17; 2023-06-22 to 2023-06-23; 2023-06-25 to 2023-07-06; 2023-07-08 to 2023-07-12; 2023-07-17 to 2023-07-18; 2023-07-26
18:45 | bar: 2023-06-17; 2023-06-22 to 2023-06-23; 2023-06-25 to 2023-07-06; 2023-07-08 to 2023-07-12; 2023-07-17 to 2023-07-18; 2023-07-26
19:00 | bar: 2023-06-17; 2023-06-22 to 2023-06-23; 2023-06-25 to 2023-07-06; 2023-07-08 to 2023-07-12; 2023-07-17 to 2023-07-18; 2023-07-26
19:15 | bar: 2023-06-17; 2023-06-22 to 2023-06-23; 2023-06-25 to 2023-07-06; 2023-07-08 to 2023-07-13; 2023-07-15 to 2023-07-18; 2023-07-26
19:30 | bar: 2023-06-17; 2023-06-22 to 2023-06-23; 2023-06-25 to 2023-07-06; 2023-07-08 to 2023-07-13; 2023-07-15 to 2023-07-18; 2023-07-26
19:45 | bar: 2023-06-17; 2023-06-22 to 2023-06-23; 2023-06-25 to 2023-07-06; 2023-07-08 to 2023-07-13; 2023-07-15 to 2023-07-18; 2023-07-24 to 2023-07-26
20:00 | bar: 2023-06-17; 2023-06-22 to 2023-06-23; 2023-06-25 to 2023-07-06; 2023-07-15 to 2023-07-18; 2023-07-24 to 2023-07-26
20:15 | bar: 2023-06-17; 2023-06-22 to 2023-06-23; 2023-06-25 to 2023-07-06; 2023-07-15 to 2023-07-18; 2023-07-24 to 2023-07-26
20:30 | bar: 2023-06-17; 2023-06-22 to 2023-06-23; 2023-06-25 to 2023-07-06; 2023-07-15 to 2023-07-18; 2023-07-24 to 2023-07-26
20:45 | bar: 2023-06-17; 2023-06-22 to 2023-06-23; 2023-06-25 to 2023-07-06; 2023-07-15 to 2023-07-18; 2023-07-26
21:00 | bar: 2023-06-17; 2023-06-22 to 2023-06-23; 2023-06-25 to 2023-07-06; 2023-07-15 to 2023-07-18; 2023-07-26
21:15 | bar: 2023-06-17; 2023-06-22 to 2023-06-23; 2023-06-25 to 2023-07-06; 2023-07-15 to 2023-07-18; 2023-07-26
21:30 | bar: 2023-06-17; 2023-06-22 to 2023-06-23; 2023-06-25 to 2023-07-06; 2023-07-14 to 2023-07-18; 2023-07-26
21:45 | bar: 2023-06-17; 2023-06-22 to 2023-06-23; 2023-06-25 to 2023-07-06; 2023-07-14 to 2023-07-18; 2023-07-26
22:00 | bar: 2023-06-17; 2023-06-22 to 2023-06-23; 2023-06-25 to 2023-07-06; 2023-07-08 to 2023-07-18; 2023-07-26
22:15 | bar: 2023-06-17; 2023-06-22 to 2023-06-23; 2023-06-25 to 2023-07-06; 2023-07-08 to 2023-07-18; 2023-07-26
22:30 | bar: 2023-06-17; 2023-06-22 to 2023-06-23; 2023-06-25 to 2023-07-06; 2023-07-08 to 2023-07-18; 2023-07-26
22:45 | bar: 2023-06-17; 2023-06-22 to 2023-06-23; 2023-06-25 to 2023-07-06; 2023-07-08 to 2023-07-18; 2023-07-26
23:00 | bar: 2023-06-17; 2023-06-22 to 2023-06-23; 2023-06-25 to 2023-07-06; 2023-07-08 to 2023-07-18; 2023-07-26
23:15 | bar: 2023-06-17; 2023-06-22 to 2023-06-23; 2023-06-25 to 2023-07-06; 2023-07-08 to 2023-07-18; 2023-07-26
23:30 | bar: 2023-06-17; 2023-06-22 to 2023-06-23; 2023-06-25 to 2023-07-06; 2023-07-08 to 2023-07-18; 2023-07-26
23:45 | bar: 2023-06-17; 2023-06-22 to 2023-06-23; 2023-06-25 to 2023-07-06; 2023-07-08 to 2023-07-18; 2023-07-26
24:00 | bar: 2023-06-17; 2023-06-22 to 2023-06-23; 2023-06-25 to 2023-07-06; 2023-07-08 to 2023-07-18; 2023-07-26
24:15 | bar: 2023-06-17; 2023-06-22 to 2023-06-23; 2023-06-25 to 2023-07-06; 2023-07-08 to 2023-07-18; 2023-07-26
24:30 | bar: 2023-06-17; 2023-06-22 to 2023-06-23; 2023-06-25 to 2023-07-06; 2023-07-08 to 2023-07-18; 2023-07-26
24:45 | bar: 2023-06-17; 2023-06-22; 2023-06-25 to 2023-07-06; 2023-07-08 to 2023-07-18; 2023-07-26
25:00 | bar: 2023-06-17; 2023-06-22; 2023-06-25 to 2023-07-06; 2023-07-08 to 2023-07-18; 2023-07-24 to 2023-07-26
25:15 | bar: 2023-06-17; 2023-06-22; 2023-06-25 to 2023-07-06; 2023-07-08 to 2023-07-18; 2023-07-24 to 2023-07-26
25:30 | bar: 2023-06-17; 2023-06-22; 2023-06-25 to 2023-07-06; 2023-07-08 to 2023-07-18; 2023-07-24 to 2023-07-26
25:45 | bar: 2023-06-17; 2023-06-22; 2023-06-25 to 2023-07-06; 2023-07-08 to 2023-07-18; 2023-07-24 to 2023-07-26
26:00 | bar: 2023-06-17; 2023-06-22; 2023-06-25 to 2023-07-06; 2023-07-08 to 2023-07-18; 2023-07-24 to 2023-07-26
26:15 | bar: 2023-06-17; 2023-06-22; 2023-06-25 to 2023-07-06; 2023-07-08 to 2023-07-18; 2023-07-24 to 2023-07-26
26:30 | bar: 2023-06-17; 2023-06-22; 2023-06-25 to 2023-07-06; 2023-07-08 to 2023-07-18; 2023-07-24 to 2023-07-26
26:45 | bar: 2023-06-17; 2023-06-22; 2023-06-25 to 2023-07-06; 2023-07-08 to 2023-07-18; 2023-07-24 to 2023-07-26
27:00 | bar: 2023-06-17; 2023-06-22; 2023-06-25 to 2023-07-06; 2023-07-08 to 2023-07-18; 2023-07-24 to 2023-07-26
27:15 | bar: 2023-06-17; 2023-06-22; 2023-06-25 to 2023-07-06; 2023-07-08 to 2023-07-18; 2023-07-24 to 2023-07-26
27:30 | bar: 2023-06-17; 2023-06-22; 2023-06-25 to 2023-07-06; 2023-07-08 to 2023-07-18; 2023-07-24 to 2023-07-26
27:45 | bar: 2023-06-17; 2023-06-22; 2023-06-25 to 2023-07-06; 2023-07-08; 2023-07-10 to 2023-07-18; 2023-07-24 to 2023-07-26
28:00 | bar: 2023-06-17; 2023-06-22; 2023-06-25 to 2023-07-06; 2023-07-08; 2023-07-10 to 2023-07-18; 2023-07-24 to 2023-07-26
28:15 | bar: 2023-06-17; 2023-06-22; 2023-06-25 to 2023-07-06; 2023-07-08; 2023-07-10 to 2023-07-18; 2023-07-24 to 2023-07-26
28:30 | bar: 2023-06-17; 2023-06-22; 2023-06-25 to 2023-07-06; 2023-07-08; 2023-07-10 to 2023-07-18; 2023-07-24 to 2023-07-26

## Corat (38) WIP (hidden)
total time | 0.35417 | 0 | 0 | 0 | 0 | 0 | 0 | 0 | 0 | 0 | 0 | 0 | 0 | 0.17708 | 0.33333 | 0 | 0 | 0.28125 | 0 | 0 | 0 | 0.29167 | 0.16667 | 0.39583 | 0.19792 | 0 | 0 | 0 | 0.28125 | 0.45833 | 0.38542 | 0.39583 | 0.16667 | 0.52083 | 0.44792 | 0.5 | 0.69792 | 0.72917 | 0.19792 | 0.47917 | 0.35417 | 0.20833 | 0.125 | 0.125 | 0.125 | 0.125 | 0.125 | 0.625 | 0.625 | 0.625 | 0.625 | 0.63542 | 1900-01-01 06:00 | 0.83333 | 0.16667 | 0.083333 | 0 | 0 | 0 | 0 | 0.20833 | 0.20833 | 0 | 0 | 0 | 0 | 0 | 0 | 0 | 0 | 0 | 0 | 0 | 0
Time | -14 | -13 | -12 | -11 | -10 | -9 | -8 | -7 | -6 | -5 | -4 | -3 | -2 | -1 | time axis 2020-10-27 to 2020-12-22
0:00 | PrO# P1 QC LIMS | [12 empty] | PrO# 52.558 STAGE #1 Prep. Thaw | PrO# 52.558 Clean LAF |  | PrO# 52.558. Pre-warm med. | PrO# 52.558 Clean LAF |  |  | PrO# 52.558. Pre-warm med. | PrO# 52.558 Clean LAF |  |  | PrO# 52.558. Pre-warm med. | PrO# 52.558 Clean LAF |  | PrO# 52.558 Pre-warm med. | PrO# 52.558 Clean LAF | PrO# 52.558 Finilize PPXXX (Thaw) | 52.558 Pre-warm med. | PrO# 52.558 Pre-culture: 2 x 20L WAVE Sampling to be witnessed |  | PrO# 52.558 Pre-warm med. | PrO# 52.558 Pre-culture: 2 x 50L WAVE Sampling to be witnessed | PrO # 52.558 Confirm materials and media released | 52.558 Prep. Connect pumptubing to medium addition line | PrO# 52.558 pH and DO Calibration | PrO 52.558 DS 250L D# 1 | PrO# 52.558 Daily Sampling 250L Day# 2 | PrO# 52.558 Daily Sampling 250L Day# 3 | PrO# 52.558 Daily Sampling 2K Day# 1 Connect and start continues feed + bolus addition | PrO# 52.558 Daily Sampling 2K Day# 2 | PrO# 52.558 Daily Sampling 2K Day# 3 | PrO# 52.558 Daily Sampling 2K Day# 4 | PrO# 52.558 Daily Sampling 2K Day# 5 | PrO# 52.558 Daily Sampling 2K Day# 6 | PrO# 52.558 Daily Sampling 2K Day# 7 | PrO# 52.558 Daily Sampling 2K Day# 8 | PrO# 52.558 Daily Sampling 2K Day# 9 | PrO# 52.558 Daily Sampling 2K Day# 10 | PrO# 52.558 Daily Sampling 2K Day# 11 | PrO# 52.558 Daily Sampling 2K Day# 12 | PrO# 52.558 Daily Sampling 2K Day# 13 | PrO# 52.558 Daily Sampling 2K Day# 14 | PrO# 52.558 Daily Sampling 2K Day# 15 | PrO# 52.558 Daily Sampling 2K Day# 16 | PrO# 52.558 Daily Sampling 2K Day# 17 | PrO# 52.558 Daily Sampling 2K Day# 18 | PrO# 52.558 Daily Sampling 2K Day# 19 | Prep. Pre-flush (L-26) | PrO# 52.558 Filling out Clarified Harvest Totes L-26 | PrO# 52.558 Finilize PP Cell Culture | PrO# 52.558 Finilize PP Clarification | PrO# 52.558 SV Finilize PP |  |  |  |  | PrO# 52.558 Check all PPs are finalized are ready for BPS review | PrO# 52.558 SV Check all PPs are finalized are ready for BPS review
0:15 | [14 empty] | 2020-10-27: PrO# 52.558 Take vial (S-17); 2020-10-30: PrO# 52.558 STAGE #2 Pre-culture: Erlenmeyers; 2020-11-03: PrO# 52.558 STAGE #3 Pre-culture: Erlenmeyers; 2020-11-07: PrO# 52.558 STAGE #4 Pre-culture: Erlenmeyers; 2020-11-09: PrO# 52.558. Prep. 2 x 2L WAVE; 2020-11-10: PrO# 52.558 Pre-culture: 2 x 2L WAVE; 2020-11-12: PrO# 52.558. Prep. 2 x 20L WAVE; 2020-11-15: PrO# 52.558. Prep. 2 x 50L WAVE
0:30
0:45 | [14 empty] | 2020-10-27: PrO# 52.558 Thaw Double Vial Thaw?? (PEM @ 09:00 hr); 2020-11-19: PrO# 52.558 Stop DO Cal.
1:00 | [14 empty] | 2020-11-12: PrO# 52.558 LC Thaw/ clean inside incubator.; 2020-11-17: PrO# 52.558 Pre-check probes & autoclave; 2020-11-18: 52.558 Install Probes; 2020-11-19: PrO# 52.558 Calculations Inoculation + set alarms; 2020-11-20: 52.558 Send update; 2020-11-21: 52.558 Send update; 2020-11-22: 52.558 Send update; 2020-12-12: WFI pre-Flush Akta Ready (L-26)
1:15 | [14 empty] | 2020-11-20: PrO# 52.558 Finilize PPXXX (wave); 2020-11-21: PrO# 52.558 Medium Addition 2K L-48; 2020-11-22: PrO# 52.558 pH and DO Calibration L-48
1:30 | [13 empty] | 52.558 prepare incubator/ aquastabil/probes | 2020-11-18: 52.558 Connect medium to 250L; 2020-11-24: 52.558 Send update; 2020-11-25: 52.558 Send update; 2020-11-26: 52.558 Send update; 2020-11-27: 52.558 Send update; 2020-11-28: 52.558 Send update; 2020-11-29: 52.558 Send update; 2020-11-30: 52.558 Send update; 2020-12-01: 52.558 Send update; 2020-12-02: 52.558 Send update; 2020-12-03: 52.558 Send update; 2020-12-04: 52.558 Send update; 2020-12-05: 52.558 Send update; 2020-12-06: 52.558 Send update; 2020-12-07: 52.558 Send update; 2020-12-08: 52.558 Send update; 2020-12-09: 52.558 Send update; 2020-12-10: 52.558 Send update; 2020-12-11: 52.558 Send update
1:45 | [14 empty] | 2020-11-19: PrO# 52.558 Inoculation 250L; 2020-12-07: PrO# 52.558 Clarification build up; 2020-12-08: PrO# 52.558 Clarification build up; 2020-12-09: PrO# 52.558 Clarification build up; 2020-12-10: PrO# 52.558 Clarification build up; 2020-12-11: PrO# 52.558 Connect Acid
2:00 | [13 empty] | PrO# 52.558 Pre-warm med. | 2020-11-12: PrO# 52.558 LC Thaw/ Put incubator at 60° for 120 minutes. In the mean time clean outside and change tubing; 2020-11-17: PrO# 52.558 Prep. 250L SUB + pressure test 2K bag (Autoclave @ hh:mm); 2020-11-18: PrO# 52.558 Medium Addition 250L; 2020-11-22: PrO# 52.558 Stop DO Cal.; 2020-11-23: 52.558 Send update; 2020-12-11: PrO# 52.558 Clarification build up
2:15 | [14 empty] | 2020-11-13: 52.558 Send update; 2020-11-20: PrO # 52.558 Confirm materials and media released; 2020-11-22: PrO# 52.558 Check connections for Inoc; 2020-11-23: PrO# 52.558 drain 250L SUB + LC
2:30 | [14 empty] | 2020-11-10: PrO# 52.558 Clean LAF
2:45 | [14 empty] | 2020-11-10: 52.558 Send update
3:00 | [14 empty] | 2020-11-10: 52.558 LC Thaw; 2020-11-22: PrO# 52.558: Calculations + Set alarms; 2020-12-12: WFI pre-Flush 6 x final filters (L-26)
3:15 | PrO# P1 PP Request | [13 empty] | 2020-10-30: PrO# 52.558 Clean LAF; 2020-11-03: PrO# 52.558 Clean LAF; 2020-11-07: PrO# 52.558 Clean LAF; 2020-11-16: 52.558 Send update; 2020-11-20: PrO# 52.558 Pre-check probes & autoclave
3:30 | [14 empty] | 2020-10-30: 52.558 Send update; 2020-11-03: 52.558 Send update; 2020-11-07: 52.558 Send update; 2020-11-10: 52.558 LC Thaw QA ready @ 15:00; 2020-11-22: PrO# 52.558 Inoculation 2K; 2020-11-23: PrO# 52.558 Finilize PP 250L sub
3:45
4:00 | [14 empty] | 2020-10-27: PrO# 52.558 Clean LAF; 2020-11-12: PrO# 52.558 LC Thaw/ Switch UV-light on for 30 minutes/Finish cleaning
4:15 | [14 empty] | 2020-10-27: 52.558 Send update; 2020-11-20: PrO# 52.558 Install 2000L + pressure test 2K bag L-48
4:30
4:45 | [14 empty] | 2020-11-19: PrO# 52.558 Daily Sampling 250L D# 0
5:00 | [14 empty] | 2020-12-12: Daily samp 2K Collect Crude Harv. & PPCB Sample ** (L-48)
5:15 | [14 empty] | 2020-12-13: PrO# 52.558 Finilize PP1083
5:30
5:45 | [14 empty] | 2020-11-19: 52.558 Send update
6:00 | [14 empty] | 2020-11-19: PrO# 52.558 LC WAVES
6:15 | [14 empty] | 2020-12-13: PrO# 52.558 LC 2000L SUB
6:30 | [14 empty] | 2020-11-22: PrO# 52.558 Daily Sampling 2K Day# 0; 2020-12-12: Decrease Temp. 2K * (L-48)
6:45
7:00 | [14 empty] | 2020-11-19: PrO# 52.558 Sampling 20L WAVE Area2 / Area3; 2020-12-12: Prep. Final Connections (L-26+L-47+L-48 )
7:15 | [14 empty] | 2020-12-13: PrO# 52.558 LC CLAR
7:30
7:45
8:00 | [14 empty] | 2020-12-12: Pre-clar. Steps 2K (pH treatment) *** Take sample plan sample (L-48)
8:15 | [14 empty] | 2020-11-20: PrO# Probes cool down; 2020-12-13: PrO# 52.558 Discard left over materials
8:30
8:45
9:00
9:15 | [14 empty] | 2020-11-22: 52.558 Send update
9:30 | [14 empty] | 2020-11-22: PrO# 52.558 inactivation of 250L SUB; 2020-12-12: Clarification 2K (L-26)
9:45
10:00
10:15
10:30
10:45
11:00
11:15
11:30 | [14 empty] | 2020-12-12: Unfold 1500L bags (L-47)
11:45
12:00 | [14 empty] | 2020-12-12: Post Flush (L-26)
12:15
12:30
12:45
13:00
13:15
13:30 | [14 empty] | 2020-12-12: Fill out crude Harvest (L-17) Aseptic Handlings
13:45
14:00
14:15
14:30
14:45
15:00
15:15
15:30
15:45
16:00 | [14 empty] | 2020-12-12: Fill out Clar. Harvest (L-17)
16:15
16:30
16:45
17:00
17:15
17:30 | [14 empty] | 2020-12-12: Post Clar. Steps Discard filters and clean system + CO (L-26) 2 x CSU, 2 x DSP
17:45
18:00
18:15
18:30
18:45
19:00
19:15
19:30
19:45
20:00
20:15
20:30
20:45 | [14 empty] | 2020-12-12: ***** Post Clar. Steps pH treatment clar. harvest (L-47)
21:00
21:15
21:30
21:45
22:00
22:15
22:30
22:45
23:00
23:15
23:30
23:45
24:00
24:15
24:30
24:45
25:00 | [14 empty] | 2020-12-12: Clarification 2K Monitor volume (L-48)
25:15
25:30
25:45
26:00
26:15
26:30
26:45
27:00
27:15
27:30
27:45
28:00
28:15
28:30

## ZR1 (51)
total time | 0.35417 | 0 | 0 | 0 | 0 | 0 | 0 | 0 | 0 | 0 | 0 | 0 | 0 | 0.13542 | 0.27083 | 0 | 0.010417 | 0.21875 | 0 | 0.010417 | 0.32292 | 0.083333 | 0 | 0.26042 | 0 | 0.010417 | 0.26042 | 0 | 0.010417 | 0.23958 | 0.20833 | 0.41667 | 0.34375 | 0.36458 | 0.30208 | 0.55208 | 0.58333 | 0.67708 | 0.42708 | 0.36458 | 0.21875 | 0.15625 | 0.11458 | 0.11458 | 0.11458 | 0.11458 | 0.11458 | 0.11458 | 0.11458 | 0.11458 | 0.11458 | 0.11458 | 0.11458 | 0.11458 | 0.11458 | 0.11458 | 0.11458 | 0.11458 | 0.11458 | 0.11458 | 0.11458 | 0.11458 | 0.15625 | 0.19792 | 0.23958 | 0.28125 | 0.32292 | 0.36458 | 0.40625 | 0.44792 | 0.48958 | 0.53125 | 0.57292 | 0.61458
Time | time axis 2023-10-03 to 2023-12-15
0:00 | 2023-10-03: 51.501 QC LIMS; 2023-10-15: 51.501 Clean Incubator < 7 days before Thaw; 2023-10-16: 51.501 Prep Thaw pitch 25mm; 2023-10-17: 51.501 Clean LAF; 2023-10-19: 51.501 Pre-warm med. Std & BU; 2023-10-20: 51.501 Clean LAF; 2023-10-22: 51.501 Pre-warm med. Std & BU; 2023-10-23: 51.501 Clean LAF; 2023-10-24: 51.501 Finilize PP1262; 2023-10-25: 51.501 Pre-warm med. Std & BU; 2023-10-26: 51.501 Pre-culture:2x 20L WAVE T+BU; 2023-10-27: 51.501 Pre-check probes 50L Prep Probes for Autoclave; 2023-10-28: 51.501 Medium add. 50L SUB (Do not finish before 13:00) ≤ 72 hr before inoc; 2023-10-29: 51.501 50L pH and DO Calibration; 2023-10-30: 51.501 Daily Sampling 50L Day# 1; 2023-10-31: 51.501 Daily Sampling 50L Day# 2; 2023-11-01: 51.501 pH and DO Calibration; 2023-11-02: 51.501 Daily Sampling 250L Day# 1; 2023-11-03: 51.501 Daily Sampling 250L Day# 2; 2023-11-04: 51.501 pH Calibration; 2023-11-05: 51.501 Daily Sampling 2k Day# 1; 2023-11-06: 51.501 Daily Sampling 2k Day# 2; 2023-11-07: 51.501 Daily Sampling 2k Day# 3 Start continuous Feed; 2023-11-08: 51.501 Daily Sampling 2k Day# 4; 2023-11-09: 51.501 Daily Sampling 2k Day# 5; 2023-11-10: 51.501 Daily Sampling 2k Day# 6; 2023-11-11: 51.501 Daily Sampling 2k Day# 7; 2023-11-12: 51.501 Daily Sampling 2k Day# 8; 2023-11-13: 51.501 Daily Sampling 2k Day# 9; 2023-11-14: 51.501 Daily Sampling 2k Day# 10; 2023-11-15: 51.501 Daily Sampling 2k Day# 11; 2023-11-16: 51.501 Daily Sampling 2k Day# 12; 2023-11-17: 51.501 Filling out Clarified Harvest Totes
0:15 | 2023-10-20: 51.501 STAGE #2 Pre-culture: Erlenmeyers; 2023-10-23: 51.501 PEM (@09:00)
0:30 | 2023-10-17: 51.501 Before PEM Add 50mL media to Flask and pre-warm (0.5 - 24hr); 2023-11-04: 51.501 DO Calibration
0:45 | 2023-10-29: 51.501 Stop DO Cal.; 2023-11-01: 51.501 Daily Sampling 50L Day# 3; 2023-11-18: 51.501 Finilize PP1265
1:00 | 2023-10-27: 51.501 Prep. 50L SUB + pressure testing bag; 2023-10-29: 51.501 Sampling 20L WAVE; 2023-10-30: 51.501 Pre-check probes 250L Prep Probes @Autoclave; 2023-10-31: 51.501 Finilize PP1263; 2023-11-02: 51.501 pre-chk probes autoclave probes; 2023-11-03: 51.501 Medium Addition 2K (Do not finish before 13:00) ≤ 72 hr before inoc
1:15 | 2023-10-23: 51.501 Cellcount samples for scenario (2x 20L WAVE or 2x 2L WAVE); 2023-11-04: 51.501 Stop DO Cal. Con Base
1:30 | 2023-11-04: 51.501 Daily Sampling 250L Day# 3
1:45 | 2023-10-17: 51.501 PEM (@10:00); 2023-10-29: 51.501 Calculations Inoculation + set alarms; 2023-11-01: 51.501 Stop DO Cal.; 2023-11-18: 51.501 Finilize PP1266
2:00 | 2023-10-23: 51.501 Prep. 2 x 20L WAVE Start MFCS batch; 2023-10-30: 51.501 Prep. 250L SUB + pressure testing 250L bag Max 5 days before inoc; 2023-10-31: 51.501 Medium Addition 250L (Finish not before 13:00) ≤72 hrs inoc; 2023-11-01: 51.501 Inoculation 250L; 2023-11-02: 51.501 Install 2K + pressure testing 2K bag max 5 days in advance; 2023-11-05: 51.501 Finilize PP1264; 2023-11-16: 51.501 Clarification. See clarification schedule
2:15 | 2023-11-04: 51.501: Calculations + Set alarms
2:30 | 2023-10-29: 51.501 Inoculation 50L SUB; 2023-11-12: 51.501 Clarification build up; 2023-11-13: 51.501 Clarification build up; 2023-11-14: 51.501 Clarification build up; 2023-11-15: 51.501 Clarification build up
2:45 | 2023-10-17: 51.501 Thaw; 2023-10-20: 51.501 Clean LAF; 2023-10-23: 51.501 Pre-culture:2x 20L WAVE T+BU
3:00 | 2023-10-26: 51.501 confirm materials and media released
3:15 | 2023-10-03: 51.501 PP Request
3:30 | 2023-10-29: 51.501 Daily Sampling 50L Day# 0; 2023-11-04: 51.501 Start Inoculation 2k
3:45 | bar: 2023-10-04 to 2023-10-16; 2023-10-18 to 2023-10-22; 2023-10-24 to 2023-10-25; 2023-10-27 to 2023-10-28; 2023-11-05 to 2023-11-11; 2023-11-18
4:00 | bar: 2023-10-04 to 2023-10-16; 2023-10-18 to 2023-10-22; 2023-10-24 to 2023-10-28; 2023-11-05 to 2023-11-11; 2023-11-18
4:15 | bar: 2023-10-03 to 2023-10-16; 2023-10-18 to 2023-10-22; 2023-10-24 to 2023-10-28; 2023-11-05 to 2023-11-11; 2023-11-18
4:30 | 2023-10-17: 51.501 Clean LAF; 2023-10-29: 51.501 LC WAVE
4:45 | bar: 2023-10-03 to 2023-10-16; 2023-10-18 to 2023-10-22; 2023-10-24 to 2023-10-28; 2023-10-31; 2023-11-05 to 2023-11-11; 2023-11-18
5:00 | 2023-10-29: 51.501 confirm materials and media released; 2023-11-04: 51.501 Daily Sampling 2k Day# 0
5:15 | 2023-11-17: 51.501 LC 2K SUB
5:30 | bar: 2023-10-03 to 2023-10-22; 2023-10-24 to 2023-10-28; 2023-10-30 to 2023-10-31; 2023-11-05 to 2023-11-11; 2023-11-18
5:45 | 2023-10-23: 51.501 Clean LAF
6:00 | 2023-11-01: 51.501 confirm materials and media released; 2023-11-02: 51.501 LC 50L SUB
6:15 | 2023-11-04: 51.501 in ac. 250L SUB; 2023-11-17: 51.501 LC Clar
6:30 | bar: 2023-10-03 to 2023-10-31; 2023-11-05 to 2023-11-11; 2023-11-18
6:45 | bar: 2023-10-03 to 2023-10-31; 2023-11-04 to 2023-11-11; 2023-11-18
7:00 | bar: 2023-10-03 to 2023-11-02; 2023-11-04 to 2023-11-11; 2023-11-18
7:15 | bar: 2023-10-03 to 2023-11-11; 2023-11-17 to 2023-11-18
7:30 | bar: 2023-10-03 to 2023-11-11; 2023-11-17 to 2023-11-18
7:45 | bar: 2023-10-03 to 2023-11-11; 2023-11-17 to 2023-11-18
8:00 | bar: 2023-10-03 to 2023-11-11; 2023-11-17 to 2023-11-18
8:15 | bar: 2023-10-03 to 2023-11-11; 2023-11-17 to 2023-11-18
8:30 | bar: 2023-10-03 to 2023-11-11; 2023-11-17 to 2023-11-18
8:45 | bar: 2023-10-03 to 2023-11-11; 2023-11-17 to 2023-11-18
9:00
9:15
9:30
9:45
10:00
10:15
10:30
10:45
11:00
11:15
11:30
11:45
12:00
12:15
12:30
12:45
13:00
13:15
13:30
13:45
14:00
14:15
14:30
14:45
15:00
15:15
15:30
15:45
16:00
16:15
16:30
16:45
17:00
17:15
17:30
17:45
18:00
18:15
18:30
18:45
19:00
19:15
19:30
19:45
20:00
20:15
20:30
20:45
21:00

## BT1 (40)
total time | 0.35417 | 0 | 0 | 0 | 0 | 0 | 0 | 0 | 0 | 0 | 0 | 0 | 0 | 0.13542 | 0.27083 | 0 | 0.010417 | 0.21875 | 0 | 0.010417 | 0.32292 | 0.083333 | 0 | 0.26042 | 0 | 0.010417 | 0.26042 | 0 | 0.010417 | 0.23958 | 0.20833 | 0.41667 | 0.34375 | 0.36458 | 0.30208 | 0.55208 | 0.58333 | 0.67708 | 0.42708 | 0.36458 | 0.21875 | 0.15625 | 0.11458 | 0.11458 | 0.11458 | 0.11458 | 0.11458 | 0.11458 | 0.11458 | 0.11458 | 0.11458 | 0.11458 | 0.11458 | 0.11458 | 0.11458 | 0.11458 | 0.11458 | 0.11458 | 0.11458 | 0.11458 | 0.11458 | 0.11458 | 0.15625 | 0.19792 | 0.23958 | 0.28125 | 0.32292 | 0.36458 | 0.40625 | 0.44792 | 0.48958 | 0.53125 | 0.57292 | 0.61458
Time | time axis 2023-11-23 to 2024-02-04
0:00 | 2023-11-23: 40.501 QC LIMS; 2023-12-05: 40.501 Clean Incubator < 7 days before Thaw; 2023-12-06: 40.501 STAGE #1 Prep. Thaw pitch 50mm; 2023-12-07: 40.501 Clean LAF; 2023-12-09: 40.501 pre-warm media; 2023-12-10: 40.501 Clean LAF; 2023-12-12: 40.501 pre-warm media; 2023-12-13: 40.501 Clean LAF; 2023-12-15: 40.501 pre-warm media; 2023-12-16: 40.501 Pre-culture: 2x 20L WAVE T+BU; 2023-12-18: 40.501 pre-warm media; 2023-12-19: 40.501 Pre-culture: 2x 20L WAVE T+BU; 2023-12-20: 40.501 Prep probes for autoclave; 2023-12-21: 40.501 50L SUB Media Addition Do not finish before 14:00 ≤ 30 hours before inoc; 2023-12-22: 40.501 50L SUB inoculation; 2023-12-23: 40.501 Prep probes for autoclave; 2023-12-24: 40.501 250L SUB Media Addition Do not finish before 14:00 ≤ 30 hours before inoc; 2023-12-25: 40.501 50L Daily day#3; 2023-12-26: 40.501 Prep probes for autoclave; 2023-12-27: 40.501 2000L SUB Media Addition Do not finish before 14:00 ≤ 30 hours before inoc; 2023-12-28: 40.501 250L Daily day#3; 2023-12-29: 40.501 2000L Daily day#1; 2023-12-30: 40.501 2000L Daily day#2; 2023-12-31: 40.501 2000L Daily day#3; 2024-01-01: 40.501 2000L Daily day#4; 2024-01-02: 40.501 2000L Daily day#5; 2024-01-03: 40.501 2000L Daily day#6; 2024-01-04: 40.501 2000L Daily day#7; 2024-01-05: 40.501 2000L Daily day#8; 2024-01-06: 40.501 2000L Daily day#9; 2024-01-07: 40.501 2000L Daily day#10; 2024-01-08: 40.501 2000L Daily day#11; 2024-01-09: 40.501 2000L Daily day#12; 2024-01-10: 40.501 2000L Daily day#13; 2024-01-11: 40.501 2000L Daily day#14; 2024-01-12: 40.501 Filling out clarified harvest 3 x 500L
0:15 | 2023-12-07: 40.501 STAGE #1 Take vial (S-17); 2023-12-10: 40.501 STAGE #2 Flask Passage; 2023-12-13: 40.501 Prep. 2 x 2L WAVE Start MFCS batch
0:30
0:45 | 2023-12-07: 40.501 PEM
1:00 | 2023-12-07: 40.501 STAGE #1 Thaw (PEM @ 09:30 hr); 2023-12-13: 40.501 Pre-culture:2x 2L WAVE T+BU PEM @09:00
1:15 | 2023-12-20: 40.501 50L SUB Bag installation; 2023-12-23: 40.501 250L SUB Bag installation; 2023-12-25: 40.501 250L SUB inoculation; 2023-12-26: 40.501 2000L SUB Bag installation; 2023-12-28: 40.501 2000L SUB inoculation
1:30 | 2023-12-06: 40.501 prep incubator/ aquastabil.
1:45
2:00
2:15 | 2023-12-06: 40.501 Pre-warm med.; 2023-12-31: 40.501 2000L Start Feeds; 2024-01-11: 40.501 Clarification See clar. Schedule
2:30
2:45
3:00
3:15 | 2023-11-23: 40.501 PP Request; 2023-12-24: 40.501 50L Daily day#2; 2023-12-27: 40.501 250L Daily day#2
3:30 | 2023-12-07: 40.501 Send update; 2023-12-10: 40.501 Send update
3:45 | 2023-12-07: 40.501 Clean LAF; 2023-12-10: 40.501 Clean LAF; 2024-01-03: 40.501 2000L Temperature shift (140-148 hours after inoculation); 2024-01-07: 40.501 Prep clarification; 2024-01-08: 40.501 Prep clarification; 2024-01-09: 40.501 Prep clarification; 2024-01-10: 40.501 Prep clarification
4:00 | 2023-12-13: 40.501 Clean LAF; 2023-12-19: 40.501 50L Prep probes
4:15 | 2023-12-13: Turn off incubator alarms
4:30 | 2023-12-22: 40.501 50L Daily day#0; 2023-12-28: 40.501 2000L Daily day#0 Bolus feed
4:45
5:00
5:15
5:30
5:45 | 2023-12-22: LC WAVE
6:00 | 2023-12-23: 40.501 50L Daily day#1; 2023-12-25: 40.501 250L Daily day#0; 2023-12-26: 40.501 250L Daily day#1
6:15
6:30
6:45 | 2023-12-28: LC WAVE; 2024-01-12: LC 2K
7:00 | 2023-12-22: 40.501 250L Prep probes
7:15 | 2023-12-25: LC WAVE
7:30
7:45 | 2024-01-12: LC clarification
8:00
8:15
8:30 | 2023-12-25: 40.501 2000L Prep probes
8:45
9:00
9:15
9:30
9:45
10:00
10:15
10:30
10:45
11:00
11:15
11:30
11:45
12:00
12:15
12:30
12:45
13:00
13:15
13:30
13:45
14:00
14:15
14:30
14:45
15:00
15:15
15:30
15:45
16:00
16:15
16:30
16:45
17:00
17:15
17:30
17:45
18:00
18:15
18:30
18:45
19:00
19:15
19:30
19:45
20:00
20:15
20:30
20:45
21:00

## XB1 (109)
total time | 0.35417 | 0 | 0 | 0 | 0 | 0 | 0 | 0 | 0 | 0 | 0 | 0 | 0 | 0.13542 | 0.27083 | 0 | 0.010417 | 0.21875 | 0 | 0.010417 | 0.32292 | 0.083333 | 0 | 0.26042 | 0 | 0.010417 | 0.26042 | 0 | 0.010417 | 0.23958 | 0.20833 | 0.41667 | 0.34375 | 0.36458 | 0.30208 | 0.55208 | 0.58333 | 0.67708 | 0.42708 | 0.36458 | 0.21875 | 0.15625 | 0.11458 | 0.11458 | 0.11458 | 0.11458 | 0.11458 | 0.11458 | 0.11458 | 0.11458 | 0.11458 | 0.11458 | 0.11458 | 0.11458 | 0.11458 | 0.11458 | 0.11458 | 0.11458 | 0.11458 | 0.11458 | 0.11458 | 0.11458 | 0.15625 | 0.19792 | 0.23958 | 0.28125 | 0.32292 | 0.36458 | 0.40625 | 0.44792 | 0.48958 | 0.53125 | 0.57292 | 0.61458
Time | time axis 2024-09-02 to 2024-11-14
0:00 | 2024-09-02: 109.503 QC LIMS; 2024-09-14: 109.503 Clean Incubator < 7 days before Thaw; 2024-09-15: 109.503 Prep Thaw 25mm; 2024-09-16: 109.503 Clean LAF; 2024-09-18: 109.503 Pre warm medium; 2024-09-19: 109.503 Clean LAF; 2024-09-21: 109.503 Pre warm medium; 2024-09-22: 109.503 Clean LAF; 2024-09-24: 109.503 Pre warm medium; 2024-09-25: 109.503 Wave Passage 2L - 20L; 2024-09-27: 109.503 Pre warm medium; 2024-09-28: 109.503 Wave Passage 20L - 50L; 2024-09-29: 109.503 prep probes; 2024-09-30: 109.503 250L Media Addition ≤ 72 hr Do not finish before 14:00; 2024-10-01: 109.503 250L Inoculation; 2024-10-02: 109.503 prep probes; 2024-10-03: 109.503 2000L Media Addition ≤ 72 hr Do not finish before 14:00; 2024-10-04: 109.503 2000L Inoculation; 2024-10-05: 109.503 2000L Daily Sampling Day# 1; 2024-10-06: 109.503 2000L Daily Sampling Day# 2; 2024-10-07: 109.503 2000L Daily Sampling Day# 3 Start Feeds (68-76 hrs); 2024-10-08: 109.503 2000L Daily Sampling Day# 4 Temp shift (92-120hr) to 35.5C initially depending on VCD; 2024-10-09: 109.503 2000L Daily Sampling Day# 5; 2024-10-10: 109.503 2000L Daily Sampling Day# 6; 2024-10-11: 109.503 2000L Daily Sampling Day# 7; 2024-10-12: 109.503 2000L Daily Sampling Day# 8; 2024-10-13: 109.503 2000L Daily Sampling Day# 9; 2024-10-14: 109.503 2000L Daily Sampling Day# 10; 2024-10-15: 109.503 2000L Daily Sampling Day# 11; 2024-10-16: 109.503 2000L Daily Sampling Day# 12; 2024-10-17: 109.503 2000L Daily Sampling Day# 13; 2024-10-18: 109.503 Fill out clarified harvest
0:15 | 2024-09-16: 109.503 STAGE #1 Take vial (S-17); 2024-09-19: 109.503 Passage 500mL SF; 2024-09-22: 109.503 Prep. 2 x 2L WAVE Start MFCS batch
0:30 | bar: 2024-10-02
0:45 | 2024-09-16: 109.503 Thaw PEM @09:00
1:00 | 2024-09-22: 109.503 Inoc 2L wave PEM @09:00
1:15 | bar: 2024-10-02
1:30
1:45 | 2024-09-15: 109.503 Pre warm medium; 2024-09-29: 109.503 Prep 250L; 2024-10-02: 109.503 Prep 2000L; 2024-10-17: 109.503 Clarification see clar. Schedule
2:00 | 2024-09-19: 109.503 Clean LAF
2:15
2:30 | 2024-09-16: 109.503 Clean LAF
2:45 | bar: 2024-09-16
3:00
3:15 | 2024-09-02: 109.503 PP Request; 2024-10-03: 109.503 250L Daily Sampling Day#2
3:30 | bar: 2024-10-03
3:45 | bar: 2024-10-03
4:00 | bar: 2024-10-03
4:15 | 2024-10-13: 109.503 Prep. Clarification 3M; 2024-10-14: 109.503 Prep. Clarification 3M; 2024-10-15: 109.503 Prep. Clarification 3M; 2024-10-16: 109.503 Prep. Clarification 3M
4:30 | bar: 2024-10-03
4:45 | 2024-10-08: 109.503 2000L Temp shift to 34C or 2nd daily sampling if temp shift not yet started due to low VCD (<10x10^5 cells/mL in morning).
5:00
5:15 | 2024-10-01: 109.503 250L Daily Sampling Day#0; 2024-10-04: 109.503 250L Daily Sampling Day#3
5:30 | 2024-09-22: 109.503 Clean LAF
5:45 | 2024-09-22: Turn off incubator alarms; 2024-10-18: LC 2000L
6:00 | 2024-09-29: 109.503 Prep probes for autoclave; 2024-10-02: 109.503 250L Daily Sampling Day#1
6:15
6:30
6:45
7:00 | 2024-10-01: LC WAVE; 2024-10-04: 109.503 2000L Daily Sampling Day#0; 2024-10-18: LC Clarification
7:15
7:30
7:45 | 2024-10-02: 109.503 Prep probes for autoclave
8:00
8:15 | 2024-10-01: 109.503 pH & DO calibrations
8:30
8:45 | 2024-10-04: LC 250L
9:00
9:15
9:30
9:45
10:00 | 2024-10-04: 109.503 pH & DO calibrations
10:15
10:30
10:45
11:00
11:15
11:30
11:45
12:00
12:15
12:30
12:45
13:00
13:15
13:30
13:45
14:00
14:15
14:30
14:45
15:00
15:15
15:30
15:45
16:00
16:15
16:30
16:45
17:00
17:15
17:30
17:45
18:00
18:15
18:30
18:45
19:00
19:15
19:30
19:45
20:00
20:15
20:30
20:45
21:00

## IO1 (107)
total time | 0.35417 | 0 | 0 | 0 | 0 | 0 | 0 | 0 | 0 | 0 | 0 | 0 | 0 | 0.13542 | 0.27083 | 0 | 0.010417 | 0.21875 | 0 | 0.010417 | 0.32292 | 0.083333 | 0 | 0.26042 | 0 | 0.010417 | 0.26042 | 0 | 0.010417 | 0.23958 | 0.20833 | 0.41667 | 0.34375 | 0.36458 | 0.30208 | 0.55208 | 0.58333 | 0.67708 | 0.42708 | 0.36458 | 0.21875 | 0.15625 | 0.11458 | 0.11458 | 0.11458 | 0.11458 | 0.11458 | 0.11458 | 0.11458 | 0.11458 | 0.11458 | 0.11458 | 0.11458 | 0.11458 | 0.11458 | 0.11458 | 0.11458 | 0.11458 | 0.11458 | 0.11458 | 0.11458 | 0.11458 | 0.15625 | 0.19792 | 0.23958 | 0.28125 | 0.32292 | 0.36458 | 0.40625 | 0.44792 | 0.48958 | 0.53125 | 0.57292 | 0.61458
Time | time axis 2024-03-31 to 2024-06-12
0:00 | 2024-03-31: 107.501 QC LIMS + PP request; 2024-04-12: 107.501 Clean Incubator < 7 days before Thaw pitch 25mm; 2024-04-13: 107.501 STAGE #1 Prep. Thaw; 2024-04-14: 107.501 Clean LAF; 2024-04-16: 107.501 Pre-warm med.; 2024-04-17: 107.501 Clean LAF; 2024-04-19: 107.501 prep wave; 2024-04-20: 107.501 Clean LAF; 2024-04-22: 107.501 Pre-warm med. STD+BU; 2024-04-23: 107.501 Pre-culture: 2x 7L in 20L WAVE; 2024-04-24: 107.501 Pre-check probes 50L Prep Probes for Autoclave; 2024-04-25: 107.501 Medium add. 50L SUB ≤ 72 hr Do not finish before 14:00; 2024-04-26: 107.501 50L pH and DO Calibration; 2024-04-27: 107.501 Daily Sampling 50L Day# 1; 2024-04-28: 107.501 Daily Sampling 50L Day# 2; 2024-04-29: 107.501 pH and DO Calibration; 2024-04-30: 107.501 prep probes; 2024-05-01: 107.501 2000L Media Addition ≤ 72 hr Do not finish before 14:00; 2024-05-02: 107.501 2000L Inoculation; 2024-05-03: 107.501 2000L Daily Sampling Day#1; 2024-05-04: 107.501 2000L Daily Sampling Day#2; 2024-05-05: 107.501 2000L Daily Sampling Day#3; 2024-05-06: 107.501 2000L Daily Sampling Day#4; 2024-05-07: 107.501 2000L Daily Sampling Day#5; 2024-05-08: 107.501 2000L Daily Sampling Day#6; 2024-05-09: 107.501 2000L Daily Sampling Day#7; 2024-05-10: 107.501 2000L Daily Sampling Day#8; 2024-05-11: 107.501 2000L Daily Sampling Day#9; 2024-05-12: 107.501 2000L Daily Sampling Day#10; 2024-05-13: 107.501 2000L Daily Sampling Day#11; 2024-05-14: 107.501 2000L Daily Sampling Day#12; 2024-05-15: 107.501 2000L Daily Sampling Day#13; 2024-05-16: 107.501 2000L Daily Sampling Day#14; 2024-05-17: 107.501 Filling out clarified harvest
0:15 | 2024-04-14: 107.501 STAGE #1 Take vials (S-17); 2024-04-17: 107.501 STAGE #2 Pre-culture: Erlenmeyers; 2024-04-20: 107.501 Prep. 2 x 2L WAVE Start MFCS batch
0:30
0:45 | 2024-04-26: 107.501 Stop DO Cal.; 2024-04-29: 107.501 Daily Sampling 50L Day# 3
1:00 | 2024-04-14: 107.501 STAGE #1 Thaw Double (PEM @ 09:30 hr); 2024-04-20: 107.501 Pre-culture:2x 2L WAVE T+BU (PEM @ 09:30 hr); 2024-04-24: 107.501 Prep. 50L SUB + pressure testing bag; 2024-04-26: 107.501 Sampling 20L WAVE; 2024-04-27: 107.501 Prep. 250L SUB + pressure testing 250L bag Max 5 days before inoc; 2024-04-28: 107.501 Finalize PPxxxx
1:15 | 2024-04-19: 107.501 Pre-warm med. Std & BU
1:30 | 2024-04-13: 107.501 Pre-warm med.
1:45 | 2024-04-26: 107.501 Calculations Inoculation + set alarms; 2024-04-29: 107.501 Stop DO Cal.; 2024-04-30: 107.501 Prep 2000L; 2024-05-16: 107.501 See clarification schedule
2:00 | 2024-04-28: 107.501 Medium Addition 250L ≤ 72 hr Do not finish before 14:00; 2024-04-29: 107.501 Inoculation 250L
2:15
2:30 | 2024-04-26: 107.501 Inoculation 50L SUB
2:45 | 2024-04-17: 107.501 Clean LAF; 2024-05-12: 107.501 Prep clarification; 2024-05-13: 107.501 Prep clarification; 2024-05-14: 107.501 Prep clarification; 2024-05-15: 107.501 Prep clarification
3:00
3:15 | 2024-05-01: 107.501 250L Daily Sampling Day#2
3:30 | 2024-04-14: 107.501 Clean LAF; 2024-04-26: 107.501 Daily Sampling 50L Day# 0
3:45 | 2024-04-24: 107.501 confirm materials and media released
4:00 | 2024-04-20: 107.501 Clean LAF; 2024-04-27: 107.501 confirm materials and media released
4:15
4:30 | 2024-04-26: 107.501 LC WAVE
4:45
5:00 | 2024-04-27: 107.501 Pre-check probes 250L Prep Probes @Autoclave
5:15 | 2024-05-02: 107.501 250L Daily Sampling Day#3
5:30
5:45
6:00 | 2024-04-30: 107.501 250L Daily Sampling Day#1
6:15
6:30
6:45
7:00 | 2024-05-02: 107.501 2000L Daily Sampling Day#0
7:15
7:30
7:45 | 2024-04-30: 107.501 Prep probes for autoclave
8:00
8:15
8:30
8:45 | 2024-05-02: LC 250L
9:00
9:15
9:30
9:45
10:00
10:15
10:30
10:45
11:00
11:15
11:30
11:45
12:00
12:15
12:30
12:45
13:00
13:15
13:30
13:45
14:00
14:15
14:30
14:45
15:00
15:15
15:30
15:45
16:00
16:15
16:30
16:45
17:00
17:15
17:30
17:45
18:00
18:15
18:30
18:45
19:00
19:15
19:30
19:45
20:00
20:15
20:30
20:45
21:00

## LPS1 (116)
total time | 0.35417 | 0 | 0 | 0 | 0 | 0 | 0 | 0 | 0 | 0 | 0 | 0 | 0 | 0.13542 | 0.27083 | 0 | 0.010417 | 0.21875 | 0 | 0.010417 | 0.32292 | 0.083333 | 0 | 0.26042 | 0 | 0.010417 | 0.26042 | 0 | 0.010417 | 0.23958 | 0.20833 | 0.41667 | 0.34375 | 0.36458 | 0.30208 | 0.55208 | 0.58333 | 0.67708 | 0.42708 | 0.36458 | 0.21875 | 0.15625 | 0.11458 | 0.11458 | 0.11458 | 0.11458 | 0.11458 | 0.11458 | 0.11458 | 0.11458 | 0.11458 | 0.11458 | 0.11458 | 0.11458 | 0.11458 | 0.11458 | 0.11458 | 0.11458 | 0.11458 | 0.11458 | 0.11458 | 0.11458 | 0.15625 | 0.19792 | 0.23958 | 0.28125 | 0.32292 | 0.36458 | 0.40625 | 0.44792 | 0.48958 | 0.53125 | 0.57292 | 0.61458
Time | time axis 2024-04-21 to 2024-07-03
0:00 | 2024-04-21: 116.501 QC LIMS + PP request; 2024-05-03: 116.501 Clean Incubator < 7 days before Thaw pitch 25mm; 2024-05-04: 116.501 STAGE #1 Prep. Thaw; 2024-05-05: 116.501 Clean LAF; 2024-05-07: 116.501 Pre-warm med.; 2024-05-08: 116.501 Clean LAF; 2024-05-10: 116.501 prep wave; 2024-05-11: 116.501 Clean LAF; 2024-05-13: 116.501 Pre-warm med. STD+BU; 2024-05-14: 116.501 Pre-culture: 2x 20L WAVE; 2024-05-15: 116.501 Pre-check probes 50L Prep Probes for Autoclave; 2024-05-16: 116.501 Medium add. 50L SUB ≤ 72 hr If addition is 3 days before inoculation date do not finish before 14:00; 2024-05-17: 116.501 50L pH and DO Calibration; 2024-05-18: 116.501 Daily Sampling 50L Day# 1; 2024-05-19: 116.501 Daily Sampling 50L Day# 2; 2024-05-20: 116.501 pH and DO Calibration; 2024-05-21: 116.501 prep probes; 2024-05-22: 116.501 2000L Media Addition If addition is 3 days before inoculation date do not finish before 14:00; 2024-05-23: 116.501 2000L Inoculation; 2024-05-24: 116.501 2000L Daily Sampling Day#1; 2024-05-25: 116.501 2000L Daily Sampling Day#2; 2024-05-26: 116.501 2000L Daily Sampling Day#3 pH deadband shift & start Feed; 2024-05-27: 116.501 2000L Daily Sampling Day#4; 2024-05-28: 116.501 2000L Daily Sampling Day#5 Temperature shift; 2024-05-29: 116.501 2000L Daily Sampling Day#6; 2024-05-30: 116.501 2000L Daily Sampling Day#7; 2024-05-31: 116.501 2000L Daily Sampling Day#8; 2024-06-01: 116.501 2000L Daily Sampling Day#9; 2024-06-02: 116.501 2000L Daily Sampling Day#10; 2024-06-03: 116.501 2000L Daily Sampling Day#11; 2024-06-04: 116.501 2000L Daily Sampling Day#12; 2024-06-05: 116.501 2000L Daily Sampling Day#13; 2024-06-06: 116.501 2000L Daily Sampling Day#14; 2024-06-07: 116.501 Filling out clarified harvest
0:15 | 2024-05-05: 116.501 STAGE #1 Take vials (S-17); 2024-05-08: 116.501 STAGE #2 Pre-culture: Erlenmeyers; 2024-05-11: 116.501 Prep. 2 x 2L WAVE Start MFCS batch
0:30 | bar: 2024-04-22 to 2024-05-02; 2024-05-06 to 2024-05-07; 2024-05-13; 2024-05-21; 2024-05-27; 2024-06-02 to 2024-06-05
0:45 | 2024-05-17: 116.501 Stop DO Cal.; 2024-05-20: 116.501 Daily Sampling 50L Day# 3
1:00 | 2024-05-05: 116.501 STAGE #1 Thaw Double (PEM @ 09:30 hr); 2024-05-11: 116.501 Pre-culture:2x 2L WAVE T+BU (PEM @ 09:30 hr); 2024-05-15: 116.501 Prep. 50L SUB + pressure testing bag; 2024-05-17: 116.501 Sampling 20L WAVE; 2024-05-18: 116.501 Prep. 250L SUB + pressure testing 250L bag Max 5 days before inoc; 2024-05-19: 116.501 Finalize PPxxxx
1:15 | 2024-05-10: 116.501 Pre-warm med. Std & BU
1:30 | 2024-05-04: 116.501 Pre-warm med.
1:45 | 2024-05-17: 116.501 Calculations Inoculation + set alarms; 2024-05-20: 116.501 Stop DO Cal.; 2024-05-21: 116.501 Prep 2000L; 2024-05-24: 116.501 2000L Daily Sampling Day#1 2nd pCO2; 2024-05-25: 116.501 2000L Daily Sampling Day#2 2nd pCO2; 2024-06-06: 116.501 See clarification schedule
2:00 | 2024-05-19: 116.501 Medium Addition 250L ≤ 72 hr If addition is 3 days before inoculation date do not finish before 14:00; 2024-05-20: 116.501 Inoculation 250L
2:15 | bar: 2024-04-22 to 2024-05-02; 2024-05-04; 2024-05-06 to 2024-05-07; 2024-05-10; 2024-05-13; 2024-05-27; 2024-06-02 to 2024-06-05
2:30 | 2024-05-17: 116.501 Inoculation 50L SUB
2:45 | 2024-05-08: 116.501 Clean LAF; 2024-05-27: 116.501 2000L Daily Sampling Day#4 2nd pCO2; 2024-06-02: 116.501 Prep clarification; 2024-06-03: 116.501 Prep clarification; 2024-06-04: 116.501 Prep clarification; 2024-06-05: 116.501 Prep clarification
3:00 | bar: 2024-04-22 to 2024-05-02; 2024-05-04; 2024-05-07 to 2024-05-10; 2024-05-16
3:15 | 2024-05-22: 116.501 250L Daily Sampling Day#2; 2024-05-26: 116.501 2000L Daily Sampling Day#3 2nd pCO2
3:30 | 2024-05-05: 116.501 Clean LAF; 2024-05-17: 116.501 Daily Sampling 50L Day# 0
3:45 | 2024-05-15: 116.501 confirm materials and media released
4:00 | 2024-05-11: 116.501 Clean LAF; 2024-05-18: 116.501 confirm materials and media released
4:15 | 2024-05-28: 116.501 2000L Daily Sampling Day#5 2nd pCO2
4:30 | 2024-05-17: 116.501 LC WAVE
4:45 | bar: 2024-05-15; 2024-05-19
5:00 | 2024-05-18: 116.501 Pre-check probes 250L Prep Probes @Autoclave
5:15 | 2024-05-23: 116.501 250L Daily Sampling Day#3
5:30 | bar: 2024-05-15 to 2024-05-17; 2024-05-19
5:45 | bar: 2024-05-15 to 2024-05-17; 2024-05-19
6:00 | 2024-05-21: 116.501 250L Daily Sampling Day#1
6:15
6:30
6:45
7:00 | 2024-05-23: 116.501 2000L Daily Sampling Day#0
7:15
7:30
7:45 | 2024-05-21: 116.501 Prep probes for autoclave
8:00
8:15
8:30
8:45 | 2024-05-23: LC 250L
9:00
9:15
9:30
9:45
10:00
10:15
10:30
10:45
11:00
11:15
11:30
11:45
12:00
12:15
12:30
12:45
13:00
13:15
13:30
13:45
14:00
14:15
14:30
14:45
15:00
15:15
15:30
15:45
16:00
16:15
16:30
16:45
17:00
17:15
17:30
17:45
18:00
18:15
18:30
18:45
19:00
19:15
19:30
19:45
20:00
20:15
20:30
20:45
21:00

## ZR2 (114)
total time | 0.35417 | 0 | 0 | 0 | 0 | 0 | 0 | 0 | 0 | 0 | 0 | 0 | 0 | 0.13542 | 0.27083 | 0 | 0.010417 | 0.21875 | 0 | 0.010417 | 0.32292 | 0.083333 | 0 | 0.26042 | 0 | 0.010417 | 0.26042 | 0 | 0.010417 | 0.23958 | 0.20833 | 0.41667 | 0.34375 | 0.36458 | 0.30208 | 0.55208 | 0.58333 | 0.67708 | 0.42708 | 0.36458 | 0.21875 | 0.15625 | 0.11458 | 0.11458 | 0.11458 | 0.11458 | 0.11458 | 0.11458 | 0.11458 | 0.11458 | 0.11458 | 0.11458 | 0.11458 | 0.11458 | 0.11458 | 0.11458 | 0.11458 | 0.11458 | 0.11458 | 0.11458 | 0.11458 | 0.11458 | 0.15625 | 0.19792 | 0.23958 | 0.28125 | 0.32292 | 0.36458 | 0.40625 | 0.44792 | 0.48958 | 0.53125 | 0.57292 | 0.61458
Time | time axis 2025-06-10 to 2025-08-22
0:00 | 2025-06-10: 114.503 QC LIMS; 2025-06-22: 114.503 Clean Incubator < 7 days before Thaw pitch 25mm; 2025-06-23: 114.503 STAGE #1 Prep. Thaw; 2025-06-24: 114.503 Clean LAF; 2025-06-27: 114.503 Pre-warm med.; 2025-06-28: 114.503 Clean LAF; 2025-06-30: 114.503 Pre-warm med.; 2025-07-01: 114.503 Clean LAF; 2025-07-03: 114.503 prep wave; 2025-07-04: 114.503 Clean LAF; 2025-07-06: 114.503 Pre-warm med. STD+BU; 2025-07-07: 114.503 Pre-culture: 2x 20L WAVE; 2025-07-08: 114.503 Pre-check probes 50L Prep Probes for Autoclave; 2025-07-09: 114.503 Medium add. 50L SUB ≤ 72 hr If addition is 3 days before inoculation date do not finish before 14:00; 2025-07-10: 114.503 50L pH and DO Calibration; 2025-07-11: 114.503 Daily Sampling 50L Day# 1; 2025-07-12: 114.503 Daily Sampling 50L Day# 2; 2025-07-13: 114.503 pH and DO Calibration; 2025-07-14: 114.503 250L Daily Sampling Day#1; 2025-07-15: 114.503 250L Daily Sampling Day#2; 2025-07-16: 114.503 2000L Media Addition If addition is 3 days before inoculation date do not finish before 14:00; 2025-07-17: 114.503 2000L Inoculation; 2025-07-18: 114.503 2000L Daily Sampling Day#1; 2025-07-19: 114.503 2000L Daily Sampling Day#2; 2025-07-20: 114.503 2000L Daily Sampling Day#3 Temp shift & start Feed; 2025-07-21: 114.503 2000L Daily Sampling Day#4; 2025-07-22: 114.503 2000L Daily Sampling Day#5; 2025-07-23: 114.503 2000L Daily Sampling Day#6; 2025-07-24: 114.503 2000L Daily Sampling Day#7; 2025-07-25: 114.503 2000L Daily Sampling Day#8; 2025-07-26: 114.503 2000L Daily Sampling Day#9; 2025-07-27: 114.503 2000L Daily Sampling Day#10; 2025-07-28: 114.503 2000L Daily Sampling Day#11; 2025-07-29: 114.503 2000L Daily Sampling Day#12; 2025-07-30: 114.503 2000L Daily Sampling Day#13; 2025-07-31: 114.503 2000L Daily Sampling Day#14; 2025-08-01: 114.503 Filling out clarified harvest
0:15 | 2025-06-24: 114.503 STAGE #1 Take vials (S-17); 2025-06-28: 114.503 STAGE #2 Pre-culture: Erlenmeyers; 2025-07-01: 114.503 STAGE #2 Pre-culture: Erlenmeyers; 2025-07-04: 114.503 Prep. 2 x 2L WAVE Start MFCS batch
0:30 | bar: 2025-06-11 to 2025-06-21; 2025-06-25 to 2025-06-27; 2025-06-29 to 2025-06-30; 2025-07-02; 2025-07-05 to 2025-07-06; 2025-07-15; 2025-07-31
0:45 | 2025-07-10: 114.503 Stop DO Cal.; 2025-07-13: 114.503 Daily Sampling 50L Day# 3
1:00 | 2025-06-24: 114.503 STAGE #1 Thaw Double (PEM @ 09:30 hr); 2025-07-04: 114.503 Pre-culture:2x 2L WAVE T+BU (PEM @ 09:30 hr); 2025-07-08: 114.503 Prep. 50L SUB + pressure testing bag; 2025-07-10: 114.503 Sampling 20L WAVE; 2025-07-11: 114.503 Prep. 250L SUB + pressure testing 250L bag Max 5 days before inoc; 2025-07-12: 114.503 Finalize PPxxxx
1:15 | 2025-07-03: 114.503 Pre-warm med. Std & BU
1:30 | 2025-06-23: 114.503 Pre-warm med.
1:45 | 2025-07-10: 114.503 Calculations Inoculation + set alarms; 2025-07-13: 114.503 Stop DO Cal.; 2025-07-15: 114.503 prep probes; 2025-07-31: 114.503 See clarification schedule
2:00 | 2025-07-12: 114.503 Medium Addition 250L ≤ 72 hr If addition is 3 days before inoculation date do not finish before 14:00; 2025-07-13: 114.503 Inoculation 250L
2:15 | bar: 2025-06-11 to 2025-06-21; 2025-06-23; 2025-06-25 to 2025-06-27; 2025-06-29 to 2025-06-30; 2025-07-02 to 2025-07-03; 2025-07-05 to 2025-07-06; 2025-07-14 to 2025-07-15; 2025-07-18 to 2025-07-19
2:30 | 2025-07-10: 114.503 Inoculation 50L SUB
2:45 | 2025-06-28: 114.503 Clean LAF; 2025-07-01: 114.503 Clean LAF
3:00 | 2025-07-27: 114.503 Prep clarification 3M; 2025-07-28: 114.503 Prep clarification 3M; 2025-07-29: 114.503 Prep clarification 3M; 2025-07-30: 114.503 Prep clarification 3M
3:15 | 2025-06-10: 114.503 PP Request; 2025-07-16: 114.503 250L Daily Sampling Day#3
3:30 | 2025-06-24: 114.503 Clean LAF; 2025-07-10: 114.503 Daily Sampling 50L Day# 0; 2025-07-15: 114.503 Prep 2000L
3:45 | 2025-07-08: 114.503 confirm materials and media released
4:00 | 2025-07-04: 114.503 Clean LAF; 2025-07-11: 114.503 confirm materials and media released
4:15 | bar: 2025-06-10 to 2025-07-07; 2025-07-09; 2025-07-14; 2025-07-16; 2025-07-18 to 2025-07-19; 2025-07-21 to 2025-07-26; 2025-08-01
4:30 | 2025-07-10: 114.503 LC WAVE
4:45 | bar: 2025-06-10 to 2025-07-09; 2025-07-12; 2025-07-14; 2025-07-18 to 2025-07-26; 2025-08-01
5:00 | 2025-07-11: 114.503 Pre-check probes 250L Prep Probes @Autoclave
5:15 | 2025-07-17: 114.503 250L Daily Sampling Day#4
5:30 | bar: 2025-06-10 to 2025-07-10; 2025-07-12; 2025-07-14; 2025-07-16; 2025-07-18 to 2025-07-26; 2025-08-01
5:45 | bar: 2025-06-10 to 2025-07-10; 2025-07-12; 2025-07-14; 2025-07-16; 2025-07-18 to 2025-07-26; 2025-08-01
6:00 | 2025-07-13: LC 50L
6:15 | bar: 2025-06-10 to 2025-07-12; 2025-07-14; 2025-07-16; 2025-07-18 to 2025-07-26; 2025-08-01
6:30 | bar: 2025-06-10 to 2025-07-12; 2025-07-14; 2025-07-16; 2025-07-18 to 2025-07-26; 2025-08-01
6:45 | bar: 2025-06-10 to 2025-07-12; 2025-07-14; 2025-07-16; 2025-07-18 to 2025-07-26; 2025-07-31 to 2025-08-01
7:00 | 2025-07-17: 114.503 2000L Daily Sampling Day#0
7:15 | bar: 2025-06-10 to 2025-07-14; 2025-07-16; 2025-07-18 to 2025-07-26; 2025-07-31 to 2025-08-01
7:30 | bar: 2025-06-10 to 2025-07-14; 2025-07-16; 2025-07-18 to 2025-07-26; 2025-07-31 to 2025-08-01
7:45 | 2025-07-15: 114.503 Prep probes for autoclave
8:00 | bar: 2025-06-10 to 2025-07-14; 2025-07-16; 2025-07-18 to 2025-08-01
8:15 | bar: 2025-06-10 to 2025-07-14; 2025-07-16; 2025-07-18 to 2025-08-01
8:30 | bar: 2025-06-10 to 2025-07-14; 2025-07-16; 2025-07-18 to 2025-08-01
8:45 | 2025-07-17: LC 250L
9:00 | bar: 2025-06-10 to 2025-07-16; 2025-07-18 to 2025-08-01
9:15 | bar: 2025-06-10 to 2025-07-16; 2025-07-18 to 2025-08-01
9:30 | bar: 2025-06-10 to 2025-07-16; 2025-07-18 to 2025-08-01
9:45 | bar: 2025-06-10 to 2025-07-16; 2025-07-18 to 2025-08-01
10:00
10:15
10:30
10:45
11:00
11:15
11:30
11:45
12:00
12:15
12:30
12:45
13:00
13:15
13:30
13:45
14:00
14:15
14:30
14:45
15:00
15:15
15:30
15:45
16:00
16:15
16:30
16:45
17:00
17:15
17:30
17:45
18:00
18:15
18:30
18:45
19:00
19:15
19:30
19:45
20:00
20:15
20:30
20:45
21:00

## CC2 (32)
total time | 0.35417 | 0 | 0 | 0 | 0 | 0 | 0 | 0 | 0 | 0 | 0 | 0 | 0 | 0.13542 | 0.27083 | 0 | 0.010417 | 0.21875 | 0 | 0.010417 | 0.32292 | 0.083333 | 0 | 0.26042 | 0 | 0.010417 | 0.26042 | 0 | 0.010417 | 0.23958 | 0.20833 | 0.41667 | 0.34375 | 0.36458 | 0.30208 | 0.55208 | 0.58333 | 0.67708 | 0.42708 | 0.36458 | 0.21875 | 0.15625 | 0.11458 | 0.11458 | 0.11458 | 0.11458 | 0.11458 | 0.11458 | 0.11458 | 0.11458 | 0.11458 | 0.11458 | 0.11458 | 0.11458 | 0.11458 | 0.11458 | 0.11458 | 0.11458 | 0.11458 | 0.11458 | 0.11458 | 0.11458 | 0.15625 | 0.19792 | 0.23958 | 0.28125 | 0.32292 | 0.36458 | 0.40625 | 0.44792 | 0.48958 | 0.53125 | 0.57292 | 0.61458
Time | time axis 2022-08-25 to 2022-11-06
0:00 | 2022-08-25: 32.501 QC LIMS; 2022-09-06: 32.501 Check incubator (25 mm pitch) materials and equipment check; 2022-09-07: 32.501 STAGE #1 Prep. Thaw; 2022-09-08: 32.501 Clean LAF; 2022-09-10: 32.501 Pre-warm med.; 2022-09-11: 32.501 Clean LAF; 2022-09-13: 32.501 Pre-warm med.; 2022-09-14: 32.501 Clean LAF; 2022-09-17: 32.501 Clean LAF; 2022-09-18: 32.501 Finilize Thaw PP; 2022-09-20: 32.501 Pre-culture: 2 x 20L WAVE; 2022-09-21: 32.501 Prep. 50L SUB + pressure test the 50L bag End pre-check probes; 2022-09-22: 32.501 Prep. Connect pumptubing to medium addition line; 2022-09-23: 32.501 pH and DO Calibration; 2022-09-24: 32.501 DS 50L D# 1; 2022-09-25: 32.501 DS 50L D# 2; 2022-09-26: 32.501 DS 50L D# 3; 2022-09-27: 32.501 DS 250L D# 1; 2022-09-28: 32.501 DS 250L D# 2; 2022-09-29: 32.501 DS 250L D# 3; 2022-09-30: 32.501 DS 2K D# 1; 2022-10-01: 32.501 DS 2K D# 2; 2022-10-02: 32.501 DS 2K D# 3; 2022-10-03: 32.501 DS 2K D# 4; 2022-10-04: 32.501 DS 2K D# 5; 2022-10-05: 32.501 DS 2K D# 6; 2022-10-06: 32.501 DS 2K D# 7; 2022-10-07: 32.501 DS 2K D# 8; 2022-10-08: 32.501 DS 2K D# 9; 2022-10-09: 32.501 DS 2K D# 10; 2022-10-10: 32.501 DS 2K D# 11; 2022-10-11: 32.501 DS 2K D# 12; 2022-10-12: 32.501 DS 2K D# 13; 2022-10-13: 32.501 DS 2K D# 14; 2022-10-14: 32.501 Filling out Clarified Harvest L-81; 2022-10-15: 32.501 Finilize PP 2K; 2022-10-16: 32.501 Finalize all PPs
0:15 | 2022-09-08: 32.501 STAGE #1 Take vial (S-17); 2022-09-11: 32.501 STAGE #2 Pre-culture: Erlenmeyers (PEM Optional); 2022-09-14: 32.501 STAGE #3 Pre-culture: Erlenmeyers (PEM Optional); 2022-09-16: 32.501 Prep WAVES; 2022-09-17: 32.501 Prep. 2 x 2L WAVE Start MFCS batch /; 2022-09-19: 32.501. Prep WAVES
0:30
0:45 | 2022-09-08: 32.501 PEM; 2022-09-23: 32.501 Send update; 2022-09-24: 32.501 Send update; 2022-09-25: 32.501 Send update; 2022-09-26: 32.501 Send update; 2022-09-27: 32.501 Send update; 2022-09-28: 32.501 Send update; 2022-09-29: 32.501 Send update
1:00 | 2022-09-08: 32.501 STAGE #1 Thaw (PEM @ 09:30 hr); 2022-09-17: 32.501 Pre-culture: 2 x 2L WAVE (PEM @ 09:30 hr); 2022-09-22: 32.501 Install Probes; 2022-09-23: 32.501 Stop DO Cal.; 2022-09-24: 32.501 Finilize PP Preculture; 2022-09-25: 32.501 Install probes 250; 2022-09-26: 32.501 pH and DO Calibration; 2022-09-27: 32.501 LC 50L SUB OPS/QA; 2022-09-28: 32.501 Install probes 1K; 2022-09-29: 32.501 pH and DO Calibration; 2022-10-15: 32.501 Finilize PP Clari
1:15 | 2022-09-16: 32.501 Pre-warm med.; 2022-09-19: 32.501 Pre-warm med.; 2022-09-23: 32.501 Sampling 20L WAVE
1:30 | 2022-09-07: 32.501 prep incubator/ aquastabil.; 2022-09-22: 32.501 Connect medium to 50L; 2022-09-25: 32.501 Medium Addition 250 (6-72hr); 2022-09-28: 32.501 Medium Addition 2K (6-72hr)
1:45 | 2022-09-11: 32.501 Send update; 2022-09-14: 32.501 Send update; 2022-09-26: 32.501 Stop DO Cal.; 2022-09-29: 32.501 Stop DO Cal.
2:00 | 2022-09-11: 32.501 Clean LAF; 2022-09-14: 32.501 Clean LAF; 2022-09-22: 32.501 Medium add. 50L SUB (6-72 hr); 2022-09-23: 32.501 50L Inoculation; 2022-09-24: 32.501 Install 250L + pressure test 250 bag; 2022-09-26: 32.501 : Calculations + Set alarms; 2022-09-27: 32.501 Probes Autoclave @17:00 in L-27 2K; 2022-09-29: 32.501 : Calculations + Set alarms
2:15 | 2022-09-07: 32.501 Pre-warm med.; 2022-09-30: 32.501 LC 250L SUB; 2022-10-01: 32.501 Send update; 2022-10-02: 32.501 Send update; 2022-10-03: 32.501 Send update; 2022-10-04: 32.501 Send update; 2022-10-05: 32.501 Send update; 2022-10-06: 32.501 Send update; 2022-10-07: 32.501 Send update; 2022-10-08: 32.501 Send update; 2022-10-09: 32.501 Send update; 2022-10-10: 32.501 Send update; 2022-10-11: 32.501 Send update; 2022-10-12: 32.501 Send update; 2022-10-13: 32.501 Send update
2:30 | 2022-09-26: 32.501 : Add medium; 2022-09-29: 32.501 : Add medium; 2022-10-08: 32.501 Clarification build up; 2022-10-09: 32.501 Clarification build up; 2022-10-10: 32.501 Prep. Clarification (Check Materials); 2022-10-11: 32.501 Prep. Clarification; 2022-10-12: 32.501 WFI pre-flush; 2022-10-13: See clarification schedule Mobius system.
2:45 | 2022-09-26: 32.501 : Sync. MFCS; 2022-09-29: 32.501 : Sync. MFCS
3:00 | 2022-09-17: 32.501 Send update; 2022-09-20: 32.501 Send update; 2022-09-22: 32.501 Set alarms in DCU4 50L; 2022-09-26: 32.501 Inoculation 250L; 2022-09-29: 32.501 Inoculation 2K
3:15 | 2022-08-25: 32.501 PP Request; 2022-09-17: 32.501 LC Thaw; 2022-09-27: 32.501 Install 2K + pressure test 2K bag; 2022-09-30: 32.501 LC 250L SUB OPS/QA
3:30 | 2022-09-08: 32.501 Send update; 2022-09-21: 32.501 Probes prepare for Autoclave
3:45 | 2022-09-08: 32.501 Clean LAF; 2022-09-17: 32.501 LC Thaw QA ready @ 15:00; 2022-09-23: 32.501 DS 50L D# 0
4:00 | 2022-09-25: 32.501 Medium Addition 250 (6-72hr); 2022-09-28: 32.501 Medium Addition 2K 6-72hr)
4:15 | 2022-09-17: 32.501 Clean LAF; 2022-09-21: 32.501 Pre-check Probes 50L SUB; 2022-09-30: 32.501 Send update; 2022-10-14: 32.501 LC 2000L SUB
4:30 | 2022-09-23: 32.501 Send update; 2022-09-26: 32.501 Daily Sampling 250 Day# 0; 2022-09-29: 32.501 Daily Sampling 2K Day# 0
4:45 | 2022-09-23: 32.501 Stop Back-Up
5:00 | 2022-09-25: 32.501 Medium Addition 250 (6-72hr); 2022-09-28: 32.501 Medium Addition 2K (6-72hr)
5:15 | 2022-09-23: 32.501 LC WAVE; 2022-10-14: 32.501 LC CLAR
5:30
5:45 | 2022-09-23: 32.501 LC WAVE QA/OPS; 2022-09-26: 32.501 in ac. 50L SUB; 2022-09-29: 32.501 in ac. 250L SUB
6:00
6:15 | 2022-09-23: 32.501 LC WAVE QA ready @ 15:00; 2022-09-26: 32.501 Send update; 2022-09-29: 32.501 Send update; 2022-10-14: 32.501 LC 2000L SUB QA / OPS
6:30 | 2022-09-26: 32.501 LC 50L SUB; 2022-09-29: 32.501 Finilize 250L
6:45
7:00
7:15 | 2022-10-14: 32.501 LC CLAR QA / OPS
7:30 | 2022-09-26: 32.501 Finilize 50L
7:45
8:00
8:15 | 2022-10-14: 32.501 Discard left over materials
8:30
8:45
9:00
9:15
9:30
9:45
10:00
10:15
10:30
10:45
11:00
11:15
11:30
11:45
12:00
12:15
12:30
12:45
13:00
13:15
13:30
13:45
14:00
14:15
14:30
14:45
15:00
15:15
15:30
15:45
16:00
16:15
16:30
16:45
17:00
17:15
17:30
17:45
18:00
18:15
18:30
18:45
19:00
19:15
19:30
19:45 | bar: 2022-10-18 to 2022-10-27
20:00 | bar: 2022-10-18 to 2022-10-27
20:15 | bar: 2022-10-18 to 2022-10-27
20:30 | bar: 2022-10-18 to 2022-10-27
20:45 | bar: 2022-10-18 to 2022-10-27
21:00 | bar: 2022-10-18 to 2022-10-27
21:15 | bar: 2022-08-25 to 2022-10-27
21:30 | bar: 2022-08-25 to 2022-10-27
21:45 | bar: 2022-08-25 to 2022-10-27
22:00 | bar: 2022-08-25 to 2022-10-27
22:15 | bar: 2022-08-25 to 2022-10-27
22:30 | bar: 2022-08-25 to 2022-10-27
22:45 | bar: 2022-08-25 to 2022-10-27
23:00 | bar: 2022-08-25 to 2022-10-27
23:15 | bar: 2022-08-25 to 2022-10-27
23:30 | bar: 2022-08-25 to 2022-10-27
23:45 | bar: 2022-08-25 to 2022-10-27
24:00 | bar: 2022-08-25 to 2022-10-27
24:15 | bar: 2022-08-25 to 2022-10-27
24:30 | bar: 2022-08-25 to 2022-10-27
24:45 | bar: 2022-08-25 to 2022-10-27
25:00 | bar: 2022-08-25 to 2022-10-27
25:15 | bar: 2022-08-25 to 2022-10-27
25:30 | bar: 2022-08-25 to 2022-10-27
25:45 | bar: 2022-08-25 to 2022-10-27
26:00 | bar: 2022-08-25 to 2022-10-27
26:15 | bar: 2022-08-25 to 2022-10-27
26:30 | bar: 2022-08-25 to 2022-10-27
26:45 | bar: 2022-08-25 to 2022-10-27
27:00 | bar: 2022-08-25 to 2022-10-27
27:15 | bar: 2022-08-25 to 2022-10-27
27:30 | bar: 2022-08-25 to 2022-10-27
27:45 | bar: 2022-08-25 to 2022-10-27
28:00 | bar: 2022-08-25 to 2022-10-27
28:15 | bar: 2022-08-25 to 2022-10-27
28:30 | bar: 2022-08-25 to 2022-10-27

## Mainz (not updated) (2) (hidden)
total time | 0.35417 | 0 | 0 | 0 | 0 | 0 | 0 | 0 | 0 | 0 | 0 | 0 | 0 | 0.17708 | 0.33333 | 0 | 0 | 0.28125 | 0 | 0 | 0 | 0.29167 | 0.16667 | 0.39583 | 0.19792 | 0 | 0 | 0 | 0.28125 | 0.45833 | 0.38542 | 0.39583 | 0.16667 | 0.52083 | 0.44792 | 0.5 | 0.69792 | 0.72917 | 0.19792 | 0.47917 | 0.35417 | 0.20833 | 0.125 | 0.125 | 0.125 | 0.125 | 0.125 | 0.625 | 0.625 | 0.625 | 0.625 | 0.63542 | 1900-01-01 06:00 | 0.83333 | 0.16667 | 0.083333 | 0 | 0 | 0 | 0 | 0.20833 | 0.20833 | 0 | 0 | 0 | 0 | 0 | 0 | 0 | 0 | 0 | 0 | 0 | 0
Time | -14 | -13 | -12 | -11 | -10 | -9 | -8 | -7 | -6 | -5 | -4 | -3 | -2 | -1 | time axis 2020-10-27 to 2020-12-22
0:00 | PrO# P1 QC LIMS | [12 empty] | PrO# 52.558 STAGE #1 Prep. Thaw | PrO# 52.558 Clean LAF |  | PrO# 52.558. Pre-warm med. | PrO# 52.558 Clean LAF |  |  | PrO# 52.558. Pre-warm med. | PrO# 52.558 Clean LAF |  |  | PrO# 52.558. Pre-warm med. | PrO# 52.558 Clean LAF |  | PrO# 52.558 Pre-warm med. | PrO# 52.558 Clean LAF | PrO# 52.558 Finilize PPXXX (Thaw) | 52.558 Pre-warm med. | PrO# 52.558 Pre-culture: 2 x 20L WAVE Sampling to be witnessed |  | PrO# 52.558 Pre-warm med. | PrO# 52.558 Pre-culture: 2 x 50L WAVE Sampling to be witnessed | PrO # 52.558 Confirm materials and media released | 52.558 Prep. Connect pumptubing to medium addition line | PrO# 52.558 pH and DO Calibration | PrO 52.558 DS 250L D# 1 | PrO# 52.558 Daily Sampling 250L Day# 2 | PrO# 52.558 Daily Sampling 250L Day# 3 | PrO# 52.558 Daily Sampling 2K Day# 1 Connect and start continues feed + bolus addition | PrO# 52.558 Daily Sampling 2K Day# 2 | PrO# 52.558 Daily Sampling 2K Day# 3 | PrO# 52.558 Daily Sampling 2K Day# 4 | PrO# 52.558 Daily Sampling 2K Day# 5 | PrO# 52.558 Daily Sampling 2K Day# 6 | PrO# 52.558 Daily Sampling 2K Day# 7 | PrO# 52.558 Daily Sampling 2K Day# 8 | PrO# 52.558 Daily Sampling 2K Day# 9 | PrO# 52.558 Daily Sampling 2K Day# 10 | PrO# 52.558 Daily Sampling 2K Day# 11 | PrO# 52.558 Daily Sampling 2K Day# 12 | PrO# 52.558 Daily Sampling 2K Day# 13 | PrO# 52.558 Daily Sampling 2K Day# 14 | PrO# 52.558 Daily Sampling 2K Day# 15 | PrO# 52.558 Daily Sampling 2K Day# 16 | PrO# 52.558 Daily Sampling 2K Day# 17 | PrO# 52.558 Daily Sampling 2K Day# 18 | PrO# 52.558 Daily Sampling 2K Day# 19 | Prep. Pre-flush (L-26) | PrO# 52.558 Filling out Clarified Harvest Totes L-26 | PrO# 52.558 Finilize PP Cell Culture | PrO# 52.558 Finilize PP Clarification | PrO# 52.558 SV Finilize PP |  |  |  |  | PrO# 52.558 Check all PPs are finalized are ready for BPS review | PrO# 52.558 SV Check all PPs are finalized are ready for BPS review
0:15 | [14 empty] | 2020-10-27: PrO# 52.558 Take vial (S-17); 2020-10-30: PrO# 52.558 STAGE #2 Pre-culture: Erlenmeyers; 2020-11-03: PrO# 52.558 STAGE #3 Pre-culture: Erlenmeyers; 2020-11-07: PrO# 52.558 STAGE #4 Pre-culture: Erlenmeyers; 2020-11-09: PrO# 52.558. Prep. 2 x 2L WAVE; 2020-11-10: PrO# 52.558 Pre-culture: 2 x 2L WAVE; 2020-11-12: PrO# 52.558. Prep. 2 x 20L WAVE; 2020-11-15: PrO# 52.558. Prep. 2 x 50L WAVE
0:30
0:45 | [14 empty] | 2020-10-27: PrO# 52.558 Thaw Double Vial Thaw?? (PEM @ 09:00 hr); 2020-11-19: PrO# 52.558 Stop DO Cal.
1:00 | [14 empty] | 2020-11-12: PrO# 52.558 LC Thaw/ clean inside incubator.; 2020-11-17: PrO# 52.558 Pre-check probes & autoclave; 2020-11-18: 52.558 Install Probes; 2020-11-19: PrO# 52.558 Calculations Inoculation + set alarms; 2020-11-20: 52.558 Send update; 2020-11-21: 52.558 Send update; 2020-11-22: 52.558 Send update; 2020-12-12: WFI pre-Flush Akta Ready (L-26)
1:15 | [14 empty] | 2020-11-20: PrO# 52.558 Finilize PPXXX (wave); 2020-11-21: PrO# 52.558 Medium Addition 2K L-48; 2020-11-22: PrO# 52.558 pH and DO Calibration L-48
1:30 | [13 empty] | 52.558 prepare incubator/ aquastabil/probes | 2020-11-18: 52.558 Connect medium to 250L; 2020-11-24: 52.558 Send update; 2020-11-25: 52.558 Send update; 2020-11-26: 52.558 Send update; 2020-11-27: 52.558 Send update; 2020-11-28: 52.558 Send update; 2020-11-29: 52.558 Send update; 2020-11-30: 52.558 Send update; 2020-12-01: 52.558 Send update; 2020-12-02: 52.558 Send update; 2020-12-03: 52.558 Send update; 2020-12-04: 52.558 Send update; 2020-12-05: 52.558 Send update; 2020-12-06: 52.558 Send update; 2020-12-07: 52.558 Send update; 2020-12-08: 52.558 Send update; 2020-12-09: 52.558 Send update; 2020-12-10: 52.558 Send update; 2020-12-11: 52.558 Send update
1:45 | [14 empty] | 2020-11-19: PrO# 52.558 Inoculation 250L; 2020-12-07: PrO# 52.558 Clarification build up; 2020-12-08: PrO# 52.558 Clarification build up; 2020-12-09: PrO# 52.558 Clarification build up; 2020-12-10: PrO# 52.558 Clarification build up; 2020-12-11: PrO# 52.558 Connect Acid
2:00 | [13 empty] | PrO# 52.558 Pre-warm med. | 2020-11-12: PrO# 52.558 LC Thaw/ Put incubator at 60° for 120 minutes. In the mean time clean outside and change tubing; 2020-11-17: PrO# 52.558 Prep. 250L SUB + pressure test 2K bag (Autoclave @ hh:mm); 2020-11-18: PrO# 52.558 Medium Addition 250L; 2020-11-22: PrO# 52.558 Stop DO Cal.; 2020-11-23: 52.558 Send update; 2020-12-11: PrO# 52.558 Clarification build up
2:15 | [14 empty] | 2020-11-13: 52.558 Send update; 2020-11-20: PrO # 52.558 Confirm materials and media released; 2020-11-22: PrO# 52.558 Check connections for Inoc; 2020-11-23: PrO# 52.558 drain 250L SUB + LC
2:30 | [14 empty] | 2020-11-10: PrO# 52.558 Clean LAF
2:45 | [14 empty] | 2020-11-10: 52.558 Send update
3:00 | [14 empty] | 2020-11-10: 52.558 LC Thaw; 2020-11-22: PrO# 52.558: Calculations + Set alarms; 2020-12-12: WFI pre-Flush 6 x final filters (L-26)
3:15 | PrO# P1 PP Request | [13 empty] | 2020-10-30: PrO# 52.558 Clean LAF; 2020-11-03: PrO# 52.558 Clean LAF; 2020-11-07: PrO# 52.558 Clean LAF; 2020-11-16: 52.558 Send update; 2020-11-20: PrO# 52.558 Pre-check probes & autoclave
3:30 | [14 empty] | 2020-10-30: 52.558 Send update; 2020-11-03: 52.558 Send update; 2020-11-07: 52.558 Send update; 2020-11-10: 52.558 LC Thaw QA ready @ 15:00; 2020-11-22: PrO# 52.558 Inoculation 2K; 2020-11-23: PrO# 52.558 Finilize PP 250L sub
3:45
4:00 | [14 empty] | 2020-10-27: PrO# 52.558 Clean LAF; 2020-11-12: PrO# 52.558 LC Thaw/ Switch UV-light on for 30 minutes/Finish cleaning
4:15 | [14 empty] | 2020-10-27: 52.558 Send update; 2020-11-20: PrO# 52.558 Install 2000L + pressure test 2K bag L-48
4:30
4:45 | [14 empty] | 2020-11-19: PrO# 52.558 Daily Sampling 250L D# 0
5:00 | [14 empty] | 2020-12-12: Daily samp 2K Collect Crude Harv. & PPCB Sample ** (L-48)
5:15 | [14 empty] | 2020-12-13: PrO# 52.558 Finilize PP1083
5:30
5:45 | [14 empty] | 2020-11-19: 52.558 Send update
6:00 | [14 empty] | 2020-11-19: PrO# 52.558 LC WAVES
6:15 | [14 empty] | 2020-12-13: PrO# 52.558 LC 2000L SUB
6:30 | [14 empty] | 2020-11-22: PrO# 52.558 Daily Sampling 2K Day# 0; 2020-12-12: Decrease Temp. 2K * (L-48)
6:45
7:00 | [14 empty] | 2020-11-19: PrO# 52.558 Sampling 20L WAVE Area2 / Area3; 2020-12-12: Prep. Final Connections (L-26+L-47+L-48 )
7:15 | [14 empty] | 2020-12-13: PrO# 52.558 LC CLAR
7:30
7:45
8:00 | [14 empty] | 2020-12-12: Pre-clar. Steps 2K (pH treatment) *** Take sample plan sample (L-48)
8:15 | [14 empty] | 2020-11-20: PrO# Probes cool down; 2020-12-13: PrO# 52.558 Discard left over materials
8:30
8:45
9:00
9:15 | [14 empty] | 2020-11-22: 52.558 Send update
9:30 | [14 empty] | 2020-11-22: PrO# 52.558 inactivation of 250L SUB; 2020-12-12: Clarification 2K (L-26)
9:45
10:00
10:15
10:30
10:45
11:00
11:15
11:30 | [14 empty] | 2020-12-12: Unfold 1500L bags (L-47)
11:45
12:00 | [14 empty] | 2020-12-12: Post Flush (L-26)
12:15
12:30
12:45
13:00
13:15
13:30 | [14 empty] | 2020-12-12: Fill out crude Harvest (L-17) Aseptic Handlings
13:45
14:00
14:15
14:30
14:45
15:00
15:15
15:30
15:45
16:00 | [14 empty] | 2020-12-12: Fill out Clar. Harvest (L-17)
16:15
16:30
16:45
17:00
17:15
17:30 | [14 empty] | 2020-12-12: Post Clar. Steps Discard filters and clean system + CO (L-26) 2 x CSU, 2 x DSP
17:45
18:00
18:15
18:30
18:45
19:00
19:15
19:30
19:45
20:00
20:15
20:30
20:45 | [14 empty] | 2020-12-12: ***** Post Clar. Steps pH treatment clar. harvest (L-47)
21:00
21:15
21:30
21:45
22:00
22:15
22:30
22:45
23:00
23:15
23:30
23:45
24:00
24:15
24:30
24:45
25:00 | [14 empty] | 2020-12-12: Clarification 2K Monitor volume (L-48)
25:15
25:30
25:45
26:00
26:15
26:30
26:45
27:00
27:15
27:30
27:45
28:00
28:15
28:30

## CH1 (44)
total time | 0.35417 | 0 | 0 | 0 | 0 | 0 | 0 | 0 | 0 | 0 | 0 | 0 | 0 | 0.13542 | 0.27083 | 0 | 0.010417 | 0.21875 | 0 | 0.010417 | 0.32292 | 0.083333 | 0 | 0.26042 | 0 | 0.010417 | 0.26042 | 0 | 0.010417 | 0.23958 | 0.20833 | 0.41667 | 0.34375 | 0.36458 | 0.30208 | 0.55208 | 0.58333 | 0.67708 | 0.42708 | 0.36458 | 0.21875 | 0.15625 | 0.11458 | 0.11458 | 0.11458 | 0.11458 | 0.11458 | 0.11458 | 0.11458 | 0.11458 | 0.11458 | 0.11458 | 0.11458 | 0.11458 | 0.11458 | 0.11458 | 0.11458 | 0.11458 | 0.11458 | 0.11458 | 0.11458 | 0.11458 | 0.15625 | 0.19792 | 0.23958 | 0.28125 | 0.32292 | 0.36458 | 0.40625 | 0.44792 | 0.48958 | 0.53125 | 0.57292 | 0.61458
Time | time axis 2024-07-31 to 2024-10-12
0:00 | 2024-07-31: 44.901 QC LIMS; 2024-08-12: 44.901 Clean Incubator < 7 days before Thaw; 2024-08-13: 44.901 Prep Thaw 50mm; 2024-08-14: 44.901 Clean LAF; 2024-08-16: 44.901 Prewarm medium (1 - 24hr); 2024-08-17: 44.901 Clean LAF; 2024-08-19: 44.901 Prep WAVES; 2024-08-20: 44.901 Clean LAF; 2024-08-22: 44.901 Pre-warm med. (1 - 24hr); 2024-08-23: 44.901 Wave Passage 2L - 20L; 2024-08-25: 44.901 Pre-warm med. (1 - 24hr); 2024-08-26: 44.901 Wave Passage 20L - 20L; 2024-08-27: 44.901 Pre-check probes 50L Prep Probes for Autoclave; 2024-08-28: 44.901 Medium add. 50L SUB ≤ 48hr If addition is 2 days before inoculation date do not finish before 14:00; 2024-08-29: 44.901 50L pH and DO Calibration; 2024-08-30: 44.901 Daily Sampling 50L Day# 1; 2024-08-31: 44.901 Daily Sampling 50L Day# 2; 2024-09-01: 44.901 pH and DO Calibration; 2024-09-02: 44.901 prep probes; 2024-09-03: 44.901 2000L Media Addition ≤ 48 hr If addition is 2 days before inoculation date do not finish before 14:00; 2024-09-04: 44.901 2000L Inoculation; 2024-09-05: 44.901 2000L Daily Sampling Day#1; 2024-09-06: 44.901 2000L Daily Sampling Day#2; 2024-09-07: 44.901 2000L Daily Sampling Day#3; 2024-09-08: 44.901 2000L Daily Sampling Day#4; 2024-09-09: 44.901 2000L Daily Sampling Day#5; 2024-09-10: 44.901 2000L Daily Sampling Day#6; 2024-09-11: 44.901 2000L Daily Sampling Day#7; 2024-09-12: 44.901 2000L Daily Sampling Day#8; 2024-09-13: 44.901 2000L Daily Sampling Day#9; 2024-09-14: 44.901 2000L Daily Sampling Day#10; 2024-09-15: 44.901 2000L Daily Sampling Day#11; 2024-09-16: 44.901 2000L Daily Sampling Day#12; 2024-09-17: 44.901 2000L Daily Sampling Day#13; 2024-09-18: 44.901 2000L Daily Sampling Day#14; 2024-09-19: 44.901 Fillout harvest
0:15 | 2024-08-14: 44.901 Equilibrate medium in Erlenmeyer (0.8 - 8 hr); 2024-08-17: 44.901 STAGE #2 Passage (PEM optional); 2024-08-20: 44.901 Prep. 2 x 2L WAVE Start MFCS batch
0:30 | 2024-08-22: 44.901 Prep WAVES
0:45 | 2024-08-29: 44.901 Stop DO Cal.; 2024-09-01: 44.901 Daily Sampling 50L Day# 3
1:00 | 2024-08-19: 44.901 Pre-warm med. (1 - 24hr); 2024-08-20: 44.901 Inoc 2L wave PEM @09:00; 2024-08-27: 44.901 Prep. 50L SUB + pressure testing bag Max 5 days before inoc; 2024-08-29: 44.901 Sampling 20L WAVE; 2024-08-30: 44.901 Prep. 250L SUB + pressure testing 250L bag Max 5 days before inoc; 2024-08-31: 44.901 Finalize PPxxxx
1:15 | 2024-08-14: 44.901 Prepare Thawstar
1:30 | 2024-08-14: 44.901 STAGE #1 Thaw (PEM @ 09:30 hr)
1:45 | 2024-08-29: 44.901 Calculations Inoculation + set alarms; 2024-09-01: 44.901 Stop DO Cal.; 2024-09-02: 44.901 Prep 2000L Max 5 days before inoc; 2024-09-18: 44.901 See Clarification Schedule
2:00 | 2024-08-31: 44.901 Medium Addition 250L ≤ 48 hr If addition is 2 days before inoculation date do not finish before 14:00; 2024-09-01: 44.901 Inoculation 250L
2:15 | bar: 2024-08-01 to 2024-08-11; 2024-08-13; 2024-08-15 to 2024-08-16; 2024-08-18 to 2024-08-19; 2024-08-21 to 2024-08-22; 2024-08-24 to 2024-08-25; 2024-09-20
2:30 | 2024-08-29: 44.901 Inoculation 50L SUB
2:45 | 2024-09-07: 44.901 Start Feeds
3:00 | bar: 2024-08-01 to 2024-08-13; 2024-08-15 to 2024-08-16; 2024-08-18 to 2024-08-19; 2024-08-21 to 2024-08-22; 2024-08-24 to 2024-08-25; 2024-08-28; 2024-09-05 to 2024-09-06; 2024-09-20
3:15 | 2024-07-31: 44.901 PP Request; 2024-09-03: 44.901 250L Daily Sampling Day#2
3:30 | 2024-08-29: 44.901 Daily Sampling 50L Day# 0
3:45 | 2024-08-27: 44.901 confirm materials and media released
4:00 | 2024-08-14: 44.901 Send update; 2024-08-17: 44.901 Clean LAF; 2024-08-30: 44.901 confirm materials and media released
4:15 | 2024-08-14: 44.901 Clean LAF
4:30 | 2024-08-29: 44.901 LC WAVE; 2024-09-13: 44.901 Prep Clarification; 2024-09-14: 44.901 Prep Clarification; 2024-09-15: 44.901 Prep Clarification; 2024-09-16: 44.901 Prep Clarification; 2024-09-17: 44.901 Prep Clarification; 2024-09-19: 44.901 LC 2K and Clarication
4:45 | bar: 2024-07-31 to 2024-08-19; 2024-08-21 to 2024-08-28; 2024-08-31; 2024-09-05 to 2024-09-12; 2024-09-20
5:00 | 2024-08-30: 44.901 Pre-check probes 250L Prep Probes @Autoclave
5:15 | 2024-09-04: 44.901 250L Daily Sampling Day#3
5:30 | 2024-08-20: 44.901 Clean LAF
5:45 | 2024-08-20: Turn off incubator alarms
6:00 | 2024-09-02: 44.901 250L Daily Sampling Day#1
6:15 | bar: 2024-07-31 to 2024-08-19; 2024-08-21 to 2024-09-01; 2024-09-03; 2024-09-05 to 2024-09-12; 2024-09-19 to 2024-09-20
6:30 | bar: 2024-07-31 to 2024-09-01; 2024-09-03; 2024-09-05 to 2024-09-12; 2024-09-19 to 2024-09-20
6:45 | bar: 2024-07-31 to 2024-09-01; 2024-09-03; 2024-09-05 to 2024-09-12; 2024-09-18 to 2024-09-20
7:00 | 2024-09-04: 44.901 2000L Daily Sampling Day#0
7:15 | bar: 2024-07-31 to 2024-09-01; 2024-09-03; 2024-09-05 to 2024-09-12; 2024-09-18 to 2024-09-20
7:30 | bar: 2024-07-31 to 2024-09-01; 2024-09-03; 2024-09-05 to 2024-09-12; 2024-09-18 to 2024-09-20
7:45 | 2024-09-02: 44.901 Prep probes for autoclave
8:00 | bar: 2024-07-31 to 2024-09-01; 2024-09-03; 2024-09-05 to 2024-09-12; 2024-09-18 to 2024-09-20
8:15 | bar: 2024-07-31 to 2024-09-01; 2024-09-03; 2024-09-05 to 2024-09-12; 2024-09-18 to 2024-09-20
8:30 | bar: 2024-07-31 to 2024-09-01; 2024-09-03; 2024-09-05 to 2024-09-12; 2024-09-18 to 2024-09-20
8:45 | 2024-09-04: LC 250L
9:00 | bar: 2024-07-31 to 2024-09-03; 2024-09-05 to 2024-09-20
9:15 | bar: 2024-07-31 to 2024-09-03; 2024-09-05 to 2024-09-20
9:30 | bar: 2024-07-31 to 2024-09-03; 2024-09-05 to 2024-09-20
9:45 | bar: 2024-07-31 to 2024-09-03; 2024-09-05 to 2024-09-20
10:00
10:15
10:30
10:45
11:00
11:15
11:30
11:45
12:00
12:15
12:30
12:45
13:00
13:15
13:30
13:45
14:00
14:15
14:30
14:45
15:00
15:15
15:30
15:45
16:00
16:15
16:30
16:45
17:00
17:15
17:30
17:45
18:00
18:15
18:30
18:45
19:00
19:15
19:30
19:45
20:00
20:15
20:30
20:45
21:00

## BEM1 1K (119)
total time | 0.35417 | 0 | 0 | 0 | 0 | 0 | 0 | 0 | 0 | 0 | 0 | 0 | 0 | 0.13542 | 0.27083 | 0 | 0.010417 | 0.21875 | 0 | 0.010417 | 0.32292 | 0.083333 | 0 | 0.26042 | 0 | 0.010417 | 0.26042 | 0 | 0.010417 | 0.23958 | 0.20833 | 0.41667 | 0.34375 | 0.36458 | 0.30208 | 0.55208 | 0.58333 | 0.67708 | 0.42708 | 0.36458 | 0.21875 | 0.15625 | 0.11458 | 0.11458 | 0.11458 | 0.11458 | 0.11458 | 0.11458 | 0.11458 | 0.11458 | 0.11458 | 0.11458 | 0.11458 | 0.11458 | 0.11458 | 0.11458 | 0.11458 | 0.11458 | 0.11458 | 0.11458 | 0.11458 | 0.11458 | 0.15625 | 0.19792 | 0.23958 | 0.28125 | 0.32292 | 0.36458 | 0.40625 | 0.44792 | 0.48958 | 0.53125 | 0.57292 | 0.61458
Time | time axis 2025-01-13 to 2025-03-27
0:00 | 2025-01-13: 119.501 QC LIMS; 2025-01-25: 119.501 Clean Incubator < 7 days before Thaw; 2025-01-26: 119.501 Prep Thaw; 2025-01-27: 119.501 Clean LAF; 2025-01-29: 119.501 Prewarm medium (1 - 72hr); 2025-01-30: 119.501 Clean LAF; 2025-02-01: 119.501 Prewarm medium (1 - 72hr); 2025-02-02: 119.501 Clean LAF; 2025-02-04: 119.501 Prewarm medium (1 - 72hr); 2025-02-05: 119.501 2L Wave passage; 2025-02-07: 119.501 Prewarm medium (1 - 72hr); 2025-02-08: 119.501 2L-20L Wave passage; 2025-02-10: 119.501 Prewarm medium (1 - 72hr); 2025-02-11: 119.501 20-50L Wave passage; 2025-02-12: 119.501 250L Prep probes; 2025-02-13: 119.501 250L send probes for autoclave; 2025-02-14: 119.501 pH & DO Calibration; 2025-02-15: 119.501 250L Daily Sampling Day#1; 2025-02-16: 119.501 250L Daily Sampling Day#2; 2025-02-17: 119.501 250L Daily Sampling Day#3; 2025-02-18: 119.501 1000L Daily Sampling Day#1; 2025-02-19: 119.501 1000L Daily Sampling Day#2; 2025-02-20: 119.501 1000L Daily Sampling Day#3; 2025-02-21: 119.501 1000L Daily Sampling Day#4; 2025-02-22: 119.501 1000L Daily Sampling Day#5; 2025-02-23: 119.501 1000L Daily Sampling Day#6; 2025-02-24: 119.501 1000L Daily Sampling Day#7; 2025-02-25: 119.501 1000L Daily Sampling Day#8; 2025-02-26: 119.501 1000L Daily Sampling Day#9; 2025-02-27: 119.501 1000L Daily Sampling Day#10; 2025-02-28: 119.501 1000L Daily Sampling Day#11; 2025-03-01: 119.501 1000L Daily Sampling Day#12; 2025-03-02: 119.501 1000L Daily Sampling Day#13; 2025-03-03: 119.501 1000L Daily Sampling Day#14; 2025-03-04: 119.501 LC 1000L
0:15 | 2025-01-27: 119.501 PEM + Take Cells; 2025-01-30: 119.501 Flask Passage 500mL; 2025-02-02: 119.501 2L Wave inoculation PEM @09:00
0:30 | bar: 2025-01-26
0:45 | bar: 2025-01-26
1:00 | 2025-01-27: 119.501 Thaw (PEM@09:00); 2025-02-12: 119.501 250L SUB Buildup; 2025-02-13: 119.501 250L Media addition < 72 hrs
1:15 | 2025-02-15: 119.501 1000L Prep probes; 2025-02-16: 119.501 1000L send probes for autoclave; 2025-02-17: 119.501 pH & DO Calibration; 2025-02-18: 119.501 LC 250L; 2025-03-04: 119.501 LC Clar
1:30 | 2025-02-14: 119.501 250L Inoculation
1:45 | 2025-01-26: 119.501 Prewarm medium (1 - 72hr)
2:00 | bar: 2025-02-19
2:15 | 2025-02-15: 119.501 1000L Buildup; 2025-02-16: 119.501 1000L Media addition < 72 hrs
2:30 | 2025-02-26: 119.501 Clarification Buildup; 2025-02-27: 119.501 Clarification Buildup; 2025-02-28: 119.501 Clarification Buildup; 2025-03-01: 119.501 Clarification Buildup; 2025-03-02: 119.501 Clarification WFI Flush; 2025-03-03: 119.501 See Clarification Schedule
2:45 | 2025-02-17: 119.501 1000L Inoculation
3:00 | bar: 2025-02-20 to 2025-02-25
3:15 | 2025-01-13: 119.501 PP Request; 2025-01-30: 119.501 Clean LAF; 2025-02-02: 119.501 Clean LAF
3:30 | bar: 2025-02-20 to 2025-02-25
3:45
4:00 | 2025-01-27: 119.501 Clean LAF
4:15
4:30 | bar: 2025-02-13
4:45 | bar: 2025-02-13
5:00 | bar: 2025-02-13
5:15
5:30 | 2025-02-14: 119.501 250L Daily Sampling Day#0
5:45
6:00
6:15
6:30
6:45 | 2025-02-14: 119.501 LC Waves; 2025-02-17: 119.501 1000L Daily Sampling Day#0
7:00
7:15
7:30
7:45
8:00
8:15
8:30
8:45
9:00
9:15
9:30
9:45
10:00
10:15
10:30
10:45
11:00
11:15
11:30
11:45
12:00
12:15
12:30
12:45
13:00
13:15
13:30
13:45
14:00
14:15
14:30
14:45
15:00
15:15
15:30
15:45
16:00
16:15
16:30
16:45
17:00
17:15
17:30
17:45
18:00
18:15
18:30
18:45
19:00
19:15
19:30
19:45
20:00
20:15
20:30
20:45
21:00

## BEM1 DND (119)
total time | 0.35417 | 0 | 0 | 0 | 0 | 0 | 0 | 0 | 0 | 0 | 0 | 0 | 0 | 0.13542 | 0.27083 | 0 | 0.010417 | 0.21875 | 0 | 0.010417 | 0.32292 | 0.083333 | 0 | 0.26042 | 0 | 0.010417 | 0.26042 | 0 | 0.010417 | 0.23958 | 0.20833 | 0.41667 | 0.34375 | 0.36458 | 0.30208 | 0.55208 | 0.58333 | 0.67708 | 0.42708 | 0.36458 | 0.21875 | 0.15625 | 0.11458 | 0.11458 | 0.11458 | 0.11458 | 0.11458 | 0.11458 | 0.11458 | 0.11458 | 0.11458 | 0.11458 | 0.11458 | 0.11458 | 0.11458 | 0.11458 | 0.11458 | 0.11458 | 0.11458 | 0.11458 | 0.11458 | 0.11458 | 0.15625 | 0.19792 | 0.23958 | 0.28125 | 0.32292 | 0.36458 | 0.40625 | 0.44792 | 0.48958 | 0.53125 | 0.57292 | 0.61458
Time | time axis 2024-11-08 to 2025-01-20
0:00 | 2024-11-08: 119.901 QC LIMS; 2024-11-20: 119.901 Clean Incubator < 7 days before Thaw; 2024-11-21: 119.901 Prep Thaw; 2024-11-22: 119.901 Thaw; 2024-11-24: 119.901 Prewarm medium (1 - 72hr); 2024-11-25: 119.901 Flask Passage 500mL; 2024-11-27: 119.901 Prewarm medium (1 - 72hr); 2024-11-28: 119.901 2L Wave inoculation; 2024-11-30: 119.901 Prewarm medium (1 - 72hr); 2024-12-01: 119.901 2L Wave passage; 2024-12-03: 119.901 Prewarm medium (1 - 72hr); 2024-12-04: 119.901 2L-20L Wave passage; 2024-12-06: 119.901 Prewarm medium (1 - 72hr); 2024-12-07: 119.901 20-50L Wave passage; 2024-12-08: 119.901 Dynadrive buildup 5 days before inoc; 2024-12-09: 119.901 Dynadrive Media addition 1 - 72 hrs; 2024-12-10: 119.901 50L Dynadrive inoculation; 2024-12-11: 119.901 50L DND Daily Sampling Day#1; 2024-12-12: 119.901 50L DND Daily Sampling Day#2; 2024-12-13: 119.901 50L DND Daily Sampling Day#3; 2024-12-14: 119.901 500L DND Daily Sampling Day#1; 2024-12-15: 119.901 500L DND Daily Sampling Day#2; 2024-12-16: 119.901 500L DND Daily Sampling Day#3; 2024-12-17: 119.901 500L DND Daily Sampling Day#4; 2024-12-18: 119.901 500L DND Daily Sampling Day#5; 2024-12-19: 119.901 500L DND Daily Sampling Day#6; 2024-12-20: 119.901 500L DND Daily Sampling Day#7; 2024-12-21: 119.901 500L DND Daily Sampling Day#8; 2024-12-22: 119.901 500L DND Daily Sampling Day#9; 2024-12-23: 119.901 500L DND Daily Sampling Day#10; 2024-12-24: 119.901 500L DND Daily Sampling Day#11; 2024-12-25: 119.901 500L DND Daily Sampling Day#12; 2024-12-26: 119.901 500L DND Daily Sampling Day#13; 2024-12-27: 119.901 500L DND Daily Sampling Day#14
0:15 | bar: 2024-11-21
0:30 | bar: 2024-11-21
0:45 | bar: 2024-11-21
1:00 | bar: 2024-11-21
1:15 | bar: 2024-11-21
1:30
1:45 | 2024-11-21: 119.901 Prewarm medium (1 - 72hr)
2:00 | 2024-12-12: 119.901 If required by PP: Place Media at RT for pre-warming; 2024-12-13: 119.901 Dynadrive Passage to Cell Culture stage
2:15
2:30
2:45 | bar: 2024-12-14 to 2024-12-15
3:00 | bar: 2024-12-14 to 2024-12-15
3:15 | 2024-11-08: 119.901 PP Request
3:30 | bar: 2024-12-14 to 2024-12-15
3:45 | bar: 2024-12-27
4:00 | bar: 2024-12-27
4:15 | 2024-12-09: 119.901 pH & DO Calibration; 2024-12-10: 119.901 50L DND Daily Sampling Day#0
4:30 | bar: 2024-12-27
4:45 | bar: 2024-12-27
5:00 | bar: 2024-12-27
5:15 | 2024-12-13: 119.901 500L DND Daily Sampling Day#0
5:30
5:45
6:00
6:15 | 2024-12-10: 119.901 LC Waves
6:30
6:45
7:00
7:15
7:30
7:45
8:00
8:15
8:30
8:45
9:00
9:15
9:30
9:45
10:00
10:15
10:30
10:45
11:00
11:15
11:30
11:45
12:00
12:15
12:30
12:45
13:00
13:15
13:30
13:45
14:00
14:15
14:30
14:45
15:00
15:15
15:30
15:45
16:00
16:15
16:30
16:45
17:00
17:15
17:30
17:45
18:00
18:15
18:30
18:45
19:00
19:15
19:30
19:45
20:00
20:15
20:30
20:45
21:00

## MUR1 250L (120)
total time | 0.35417 | 0 | 0 | 0 | 0 | 0 | 0 | 0 | 0 | 0 | 0 | 0 | 0 | 0.13542 | 0.27083 | 0 | 0.010417 | 0.21875 | 0 | 0.010417 | 0.32292 | 0.083333 | 0 | 0.26042 | 0 | 0.010417 | 0.26042 | 0 | 0.010417 | 0.23958 | 0.20833 | 0.41667 | 0.34375 | 0.36458 | 0.30208 | 0.55208 | 0.58333 | 0.67708 | 0.42708 | 0.36458 | 0.21875 | 0.15625 | 0.11458 | 0.11458 | 0.11458 | 0.11458 | 0.11458 | 0.11458 | 0.11458 | 0.11458 | 0.11458 | 0.11458 | 0.11458 | 0.11458 | 0.11458 | 0.11458 | 0.11458 | 0.11458 | 0.11458 | 0.11458 | 0.11458 | 0.11458 | 0.15625 | 0.19792 | 0.23958 | 0.28125 | 0.32292 | 0.36458 | 0.40625 | 0.44792 | 0.48958 | 0.53125 | 0.57292 | 0.61458
Time | time axis 2025-03-22 to 2025-06-03
0:00 | 2025-03-22: 120.501 QC LIMS; 2025-04-03: 120.501 Clean Incubator < 7 days before Thaw; 2025-04-04: 120.501 Prep Thaw Pitch 25mm; 2025-04-05: 120.501 Clean LAF; 2025-04-09: 120.501 Clean LAF; 2025-04-11: 120.501 Prep Waves; 2025-04-12: 120.501 Clean LAF; 2025-04-14: 120.501 Pre-warm Media ≤72hr; 2025-04-15: 120.501 2L-20L Wave Passage; 2025-04-17: 120.501 Pre-warm Media ≤72hr; 2025-04-18: 120.501 20L-20L Wave Passage; 2025-04-19: 120.501 50L Prep probes; 2025-04-20: 120.501 50L send probes for autoclave; 2025-04-21: 120.501 pH & DO Calibration; 2025-04-22: 120.501 50L Daily Sampling Day#1; 2025-04-23: 120.501 50L Daily Sampling Day#2; 2025-04-24: 120.501 pH & DO Calibration; 2025-04-25: 120.501 250L Daily Sampling Day#1; 2025-04-26: 120.501 250L Daily Sampling Day#2; 2025-04-27: 120.501 250L Daily Sampling Day#3 Glucose; 2025-04-28: 120.501 250L Daily Sampling Day#4 Temp & Stirrer Shift 96 hr (92 - 102hr post inoc) Feed; 2025-04-29: 120.501 250L Daily Sampling Day#5 Glucose; 2025-04-30: 120.501 250L Daily Sampling Day#6 Glucose Start BOT Samples; 2025-05-01: 120.501 250L Daily Sampling Day#7 Feed; 2025-05-02: 120.501 250L Daily Sampling Day#8 Glucose Potential pH Shift 192 hr (≥ 188hr post inoc; 2025-05-03: 120.501 250L Daily Sampling Day#9 Glucose pH shift if not performed on day#8; 2025-05-04: 120.501 250L Daily Sampling Day#10 Feed; 2025-05-05: 120.501 250L Daily Sampling Day#11 Glucose; 2025-05-06: 120.501 250L Daily Sampling Day#12 Feed; 2025-05-07: 120.501 250L Daily Sampling Day#13 Glucose; 2025-05-08: 120.501 250L Daily Sampling Day#14; 2025-05-09: 120.501 250L LC
0:15 | 2025-04-05: 120.501 Equilibrate medium 0.5 - 72 hr; 2025-04-09: 120.501 Equilibrate medium 0.5 - 72 hr; 2025-04-12: 120.501 2L Wave inoculation PEM @09:00
0:30 | bar: 2025-04-01 to 2025-04-02; 2025-04-06 to 2025-04-08; 2025-04-10; 2025-04-13
0:45 | 2025-04-11: 120.501 Pre-warm Media ≤72hr
1:00 | 2025-04-05: 120.501 PEM + Take Cells; 2025-04-09: 120.501 Passage; 2025-04-19: 120.501 50L SUB Buildup; 2025-04-20: 120.501 50L Media addition < 72 hrs
1:15 | 2025-04-22: 120.501 250L Prep probes; 2025-04-23: 120.501 250L send probes for autoclave; 2025-05-08: 120.501 250L Crude Harvest Sampling; 2025-05-09: 120.501 Clarification LC
1:30 | 2025-04-21: 120.501 50L Inoculation; 2025-04-24: 120.501 250L Inoculation
1:45 | 2025-04-05: 120.501 Thaw (PEM@09:00)
2:00 | bar: 2025-04-01 to 2025-04-02; 2025-04-04; 2025-04-06 to 2025-04-08; 2025-04-10 to 2025-04-11; 2025-04-13
2:15 | 2025-04-22: 120.501 250L SUB Buildup; 2025-04-23: 120.501 250L Media addition < 72 hrs
2:30 | 2025-05-08: 120.501 250L See Clarification Schedule
2:45 | bar: 2025-04-01 to 2025-04-04; 2025-04-06 to 2025-04-08; 2025-04-10 to 2025-04-11; 2025-04-13; 2025-04-27; 2025-04-29 to 2025-05-01; 2025-05-03 to 2025-05-07
3:00 | bar: 2025-04-01 to 2025-04-04; 2025-04-06 to 2025-04-08; 2025-04-10 to 2025-04-11; 2025-04-13; 2025-04-27; 2025-04-29 to 2025-05-01; 2025-05-03 to 2025-05-07
3:15 | 2025-03-22: 120.501 PP Request; 2025-04-12: 120.501 Clean LAF
3:30 | 2025-04-12: 120.501 Turn off incubator alarms
3:45 | bar: 2025-04-01 to 2025-04-04; 2025-04-06 to 2025-04-08; 2025-04-10 to 2025-04-11; 2025-04-13; 2025-04-27 to 2025-05-07
4:00 | 2025-04-09: 120.501 Clean LAF
4:15 | bar: 2025-04-01 to 2025-04-04; 2025-04-06 to 2025-04-11; 2025-04-13; 2025-04-19; 2025-04-27 to 2025-05-07
4:30 | bar: 2025-04-01 to 2025-04-04; 2025-04-06 to 2025-04-13; 2025-04-19 to 2025-04-20; 2025-04-27 to 2025-05-07
4:45 | 2025-04-05: 120.501 Clean LAF
5:00 | bar: 2025-04-19 to 2025-04-20; 2025-04-27 to 2025-05-07
5:15 | bar: 2025-04-19 to 2025-04-20; 2025-04-27 to 2025-05-07
5:30 | 2025-04-21: 120.501 50L Daily Sampling Day#0; 2025-04-24: 120.501 250L Daily Sampling Day#0 Start FeedB Add slowly ≥15min due to pH
5:45 | bar: 2025-04-19 to 2025-04-20; 2025-04-27 to 2025-05-07
6:00 | bar: 2025-04-19 to 2025-04-20; 2025-04-27 to 2025-05-07
6:15 | bar: 2025-04-19 to 2025-04-20; 2025-04-27 to 2025-05-07
6:30 | bar: 2025-04-19 to 2025-04-20; 2025-04-27 to 2025-05-08
6:45 | 2025-04-21: 120.501 LC Waves
7:00 | bar: 2025-04-19 to 2025-04-20
7:15 | bar: 2025-04-19 to 2025-04-20
7:30 | bar: 2025-04-19 to 2025-04-20
7:45 | bar: 2025-04-19 to 2025-04-20
8:00
8:15
8:30
8:45 | 2025-04-24: 120.501 LC 50L
9:00
9:15
9:30
9:45
10:00
10:15
10:30
10:45
11:00
11:15
11:30
11:45
12:00
12:15
12:30
12:45
13:00
13:15
13:30
13:45
14:00
14:15
14:30
14:45
15:00
15:15
15:30
15:45
16:00
16:15
16:30
16:45
17:00
17:15
17:30
17:45
18:00
18:15
18:30
18:45
19:00
19:15
19:30
19:45
20:00
20:15
20:30
20:45
21:00

## BB3 1K (103)
total time | 0.35417 | 0 | 0 | 0 | 0 | 0 | 0 | 0 | 0 | 0 | 0 | 0 | 0 | 0.13542 | 0.27083 | 0 | 0.010417 | 0.21875 | 0 | 0.010417 | 0.32292 | 0.083333 | 0 | 0.26042 | 0 | 0.010417 | 0.26042 | 0 | 0.010417 | 0.23958 | 0.20833 | 0.41667 | 0.34375 | 0.36458 | 0.30208 | 0.55208 | 0.58333 | 0.67708 | 0.42708 | 0.36458 | 0.21875 | 0.15625 | 0.11458 | 0.11458 | 0.11458 | 0.11458 | 0.11458 | 0.11458 | 0.11458 | 0.11458 | 0.11458 | 0.11458 | 0.11458 | 0.11458 | 0.11458 | 0.11458 | 0.11458 | 0.11458 | 0.11458 | 0.11458 | 0.11458 | 0.11458 | 0.15625 | 0.19792 | 0.23958 | 0.28125 | 0.32292 | 0.36458 | 0.40625 | 0.44792 | 0.48958 | 0.53125 | 0.57292 | 0.61458
Time | time axis 2025-04-17 to 2025-06-29
0:00 | 2025-04-17: 103.501 QC LIMS; 2025-04-29: 103.501 Clean Incubator < 7 days before Thaw; 2025-04-30: 103.501 Prep Thaw Pitch 25mm; 2025-05-01: 103.501 Clean LAF; 2025-05-04: 103.501 Clean LAF; 2025-05-06: 103.501 Prep Waves; 2025-05-07: 103.501 Clean LAF; 2025-05-09: 103.501 Pre-warm Media ≤72hr; 2025-05-10: 103.501 2L Wave Passage; 2025-05-12: 103.501 Pre-warm Media ≤72hr; 2025-05-13: 103.501 2L-20L Wave Passage; 2025-05-15: 103.501 Pre-warm Media ≤72hr; 2025-05-16: 103.501 20L-50L Wave Passage; 2025-05-17: 103.501 Prep 250L SUB max 5 days Hamilton. Use adapter cables; 2025-05-18: 103.501 250L Media Addition ≤72hr before inoc; 2025-05-19: 103.501 pH & DO Cal; 2025-05-20: 103.501 250L Day#1; 2025-05-21: 103.501 250L Day#2; 2025-05-22: 103.501 pH & DO Cal; 2025-05-23: 103.501 1000L Day#1; 2025-05-24: 103.501 1000L Day#2 Start Feed Feed B affects pH; 2025-05-25: 103.501 1000L Day#3 Feed B affects pH; 2025-05-26: 103.501 1000L Day#4 Feed B affects pH; 2025-05-27: 103.501 1000L Day#5 Feed B affects pH; 2025-05-28: 103.501 1000L Day#6 Feed B affects pH; 2025-05-29: 103.501 1000L Day#7 Feed B affects pH; 2025-05-30: 103.501 1000L Day#8 Feed B affects pH; 2025-05-31: 103.501 1000L Day#9 Feed B affects pH; 2025-06-01: 103.501 1000L Day#10 Feed B affects pH; 2025-06-02: 103.501 1000L Day#11 Feed B affects pH; 2025-06-03: 103.501 1000L Day#12 Feed B affects pH; 2025-06-04: 103.501 1000L Day#13 Feed B affects pH; 2025-06-05: 103.501 1000L Day#14; 2025-06-06: 103.501 1000L LC
0:15 | 2025-05-01: 103.501 Equilibrate medium 0.5 - 72 hr; 2025-05-04: 103.501 Equilibrate medium 0.5 - 72 hr; 2025-05-07: 103.501 2L Wave inoculation PEM @09:00
0:30
0:45 | 2025-05-06: 103.501 Pre-warm Media ≤72hr
1:00 | 2025-05-01: 103.501 PEM + Take Cells; 2025-05-04: 103.501 Passage
1:15
1:30 | 2025-05-19: 103.501 250L Inoculation; 2025-05-20: 103.501 Prep 1000L SUB Hamilton. Use adapter cables; 2025-05-21: 103.501 1000L Media Addition ≤72hr before inoc; 2025-05-22: 103.501 1000L Inoculation; 2025-05-23: 103.501 LC 250L; 2025-06-05: 103.501 Clarification see clarification schedule; 2025-06-06: 103.501 Clar LC
1:45 | 2025-05-01: 103.501 Thaw (PEM@09:00)
2:00
2:15
2:30
2:45
3:00 | 2025-05-31: 103.501 Clarification Buildup; 2025-06-01: 103.501 Clarification Buildup; 2025-06-02: 103.501 Clarification Buildup; 2025-06-03: 103.501 Clarification Buildup; 2025-06-04: 103.501 Clarification Buildup
3:15 | 2025-04-17: 103.501 PP Request; 2025-05-07: 103.501 Clean LAF
3:30 | 2025-05-07: 103.501 Turn off incubator alarms
3:45
4:00 | 2025-05-04: 103.501 Clean LAF
4:15
4:30
4:45 | 2025-05-01: 103.501 Clean LAF
5:00
5:15
5:30 | 2025-05-19: 103.501 250L Day#0; 2025-05-22: 103.501 1000L Day#0
5:45
6:00
6:15
6:30
6:45
7:00 | 2025-05-19: 103.501 LC WAVES; 2025-05-22: 103.501 Inact. 250L
7:15
7:30
7:45
8:00
8:15
8:30
8:45
9:00
9:15
9:30
9:45
10:00
10:15
10:30
10:45
11:00
11:15
11:30
11:45
12:00
12:15
12:30
12:45
13:00
13:15
13:30
13:45
14:00
14:15
14:30
14:45
15:00
15:15
15:30
15:45
16:00
16:15
16:30
16:45
17:00
17:15
17:30
17:45
18:00
18:15
18:30
18:45
19:00
19:15
19:30
19:45
20:00
20:15
20:30
20:45
21:00

## DGF1 2K (118)
total time | 0.35417 | 0 | 0 | 0 | 0 | 0 | 0 | 0 | 0 | 0 | 0 | 0 | 0 | 0.13542 | 0.27083 | 0 | 0.010417 | 0.21875 | 0.010417 | 0.26042 | 0 | 0.41667 | 0.34375 | 0.36458 | 0.30208 | 0.55208 | 0.58333 | 0.67708 | 0.42708 | 0.36458 | 0.21875 | 0.15625 |  | 0.11458 | 0.11458 | 0.11458 | 0.11458 | 0.11458 | 0.11458 | 0.11458 | 0.11458 | 0.11458 | 0.11458 | 0.11458 | 0.11458 | 0.11458 | 0.11458 | 0.11458 | 0.11458 | 0.11458 | 0.11458 | 0.11458 | 0.11458 | 0.15625 | 0.19792 | 0.23958 | 0.28125 | 0.32292 | 0.36458 | 0.40625 | 0.44792 | 0.48958 | 0.53125 | 0.57292 | 0.61458
Time | time axis 2025-05-17 to 2025-07-20
0:00 | 2025-05-17: 118.501 QC LIMS; 2025-05-29: 118.501 Clean Incubator < 7 days before Thaw; 2025-05-30: 118.501 Prep Thaw Pitch 25mm; 2025-05-31: 118.501 Clean LAF; 2025-06-02: 118.501 Pre-warm Media 1 - 24 hr; 2025-06-03: 118.501 Clean LAF; 2025-06-05: 118.501 Pre-warm Media 4 - 24 hr; 2025-06-06: 118.501 Clean LAF; 2025-06-08: 118.501 Pre-warm Media 4 - 24 hr; 2025-06-09: 118.501 20 L Wave Passage; 2025-06-10: 118.501 Prep 50L SUB max 5 days; 2025-06-11: 118.501 50L Media Addition ≤42 hr before inoc; 2025-06-12: 118.501 pH & DO Cal; 2025-06-13: 118.501 50L Day#1; 2025-06-14: 118.501 50L Day#2; 2025-06-15: 118.501 pH & DO Cal; 2025-06-16: 118.501 250L Day#1; 2025-06-17: 118.501 250L Day#2; 2025-06-18: 118.501 250L Day#3; 2025-06-19: 118.501 pH & DO Cal; 2025-06-20: 118.501 2000L Day#1; 2025-06-21: 118.501 2000L Day#2; 2025-06-22: 118.501 2000L Day#3 Start Feed 66 - 78 hr; 2025-06-23: 118.501 2000L Day#4; 2025-06-24: 118.501 2000L Day#5 Feed Temp Shift 114 - 126hr; 2025-06-25: 118.501 2000L Day#6 start APAC collection pH Shift 138 - 150 hr; 2025-06-26: 118.501 2000L Day#7 Feed; 2025-06-27: 118.501 2000L Day#8; 2025-06-28: 118.501 2000L Day#9 Feed; 2025-06-29: 118.501 2000L Day#10; 2025-06-30: 118.501 2000L Day#11 Feed; 2025-07-01: 118.501 2000L Day#12; 2025-07-02: 118.501 2000L Day#13; 2025-07-03: 118.501 2000L Day#14; 2025-07-04: 118.501 LC 2000L
0:15 | 2025-05-31: 118.501 PEM + Take Cells; 2025-06-03: 118.501 Passage; 2025-06-06: 118.501 2L Wave inoculation PEM @09:00
0:30 | bar: 2025-05-18 to 2025-05-28; 2025-06-01; 2025-06-04; 2025-06-07
0:45 | 2025-07-04: 118.501 LC Clar
1:00 | 2025-05-31: 118.501 Equilibrate medium 0.5 - 24.0hr
1:15 | bar: 2025-05-18 to 2025-05-28; 2025-06-01 to 2025-06-02; 2025-06-04 to 2025-06-05; 2025-06-07 to 2025-06-08
1:30 | 2025-06-12: 118.501 50L Inoculation; 2025-06-13: 118.501 Prep 250L SUB max 5 days; 2025-06-14: 118.501 250L Media Addition ≤42 hr before inoc; 2025-06-15: 118.501 250L Inoculation; 2025-06-17: 118.501 Prep 2000L SUB max 5 days; 2025-06-18: 118.501 2000L Media Addition ≤42 hr before inoc; 2025-06-19: 118.501 2000L Inoculation; 2025-06-29: 118.501 Clarification Buildup; 2025-07-01: 118.501 Clarification Buildup; 2025-07-02: 118.501 Clarification Buildup; 2025-07-03: 118.501 Clarification See clarification schedule
1:45 | 2025-05-31: 118.501 Thaw (PEM@09:00)
2:00 | bar: 2025-05-18 to 2025-05-28; 2025-05-30; 2025-06-01 to 2025-06-02; 2025-06-04 to 2025-06-05; 2025-06-07 to 2025-06-08; 2025-06-16; 2025-06-20 to 2025-06-21; 2025-06-23; 2025-06-27; 2025-07-04
2:15 | bar: 2025-05-18 to 2025-05-28; 2025-05-30; 2025-06-01 to 2025-06-02; 2025-06-04 to 2025-06-05; 2025-06-07 to 2025-06-08; 2025-06-16; 2025-06-20 to 2025-06-21; 2025-06-23; 2025-06-27; 2025-07-04
2:30 | bar: 2025-05-18 to 2025-05-30; 2025-06-01 to 2025-06-02; 2025-06-04 to 2025-06-05; 2025-06-07 to 2025-06-08; 2025-06-16; 2025-06-20 to 2025-06-21; 2025-06-23; 2025-06-27; 2025-07-04
2:45 | 2025-06-30: 118.501 Clarification Buildup
3:00 | bar: 2025-05-18 to 2025-05-30; 2025-06-01 to 2025-06-02; 2025-06-04 to 2025-06-05; 2025-06-07 to 2025-06-08; 2025-06-16; 2025-06-20 to 2025-06-28; 2025-07-04
3:15 | 2025-05-17: 118.501 PP Request; 2025-06-03: 118.501 Clean LAF; 2025-06-06: 118.501 Clean LAF
3:30 | 2025-06-06: 118.501 Turn off incubator alarms
3:45 | bar: 2025-05-18 to 2025-05-30; 2025-06-01 to 2025-06-05; 2025-06-07 to 2025-06-08; 2025-06-16; 2025-06-20 to 2025-06-28; 2025-07-04
4:00 | bar: 2025-05-18 to 2025-05-30; 2025-06-01 to 2025-06-05; 2025-06-07 to 2025-06-08; 2025-06-11; 2025-06-16; 2025-06-20 to 2025-06-28; 2025-07-04
4:15 | bar: 2025-05-17 to 2025-05-30; 2025-06-01 to 2025-06-05; 2025-06-07 to 2025-06-08; 2025-06-11; 2025-06-16; 2025-06-20 to 2025-06-28; 2025-07-04
4:30 | bar: 2025-05-17 to 2025-05-30; 2025-06-01 to 2025-06-11; 2025-06-16; 2025-06-20 to 2025-06-28; 2025-07-04
4:45 | 2025-05-31: 118.501 Clean LAF
5:00 | bar: 2025-05-17 to 2025-06-11; 2025-06-16; 2025-06-20 to 2025-06-28; 2025-07-04
5:15 | bar: 2025-05-17 to 2025-06-11; 2025-06-16; 2025-06-20 to 2025-06-29; 2025-07-01 to 2025-07-04
5:30 | 2025-06-12: 118.501 50L Day#0; 2025-06-15: 118.501 250L Day#0; 2025-06-19: 118.501 2000L Day#0
5:45 | bar: 2025-05-17 to 2025-06-11; 2025-06-14; 2025-06-16; 2025-06-18; 2025-06-20 to 2025-06-29; 2025-07-01 to 2025-07-04
6:00 | bar: 2025-05-17 to 2025-06-11; 2025-06-13 to 2025-06-14; 2025-06-16 to 2025-06-18; 2025-06-20 to 2025-06-29; 2025-07-01 to 2025-07-04
6:15 | bar: 2025-05-17 to 2025-06-11; 2025-06-13 to 2025-06-14; 2025-06-16 to 2025-06-18; 2025-06-20 to 2025-06-29; 2025-07-01 to 2025-07-04
6:30 | bar: 2025-05-17 to 2025-06-11; 2025-06-13 to 2025-06-14; 2025-06-16 to 2025-06-18; 2025-06-20 to 2025-07-04
6:45 | bar: 2025-05-17 to 2025-06-11; 2025-06-13 to 2025-06-14; 2025-06-16 to 2025-06-18; 2025-06-20 to 2025-07-04
7:00 | 2025-06-12: 118.501 LC WAVES; 2025-06-15: 118.501 LC 50L; 2025-06-19: 118.501 LC 250L
7:15 | bar: 2025-05-17 to 2025-06-11; 2025-06-13 to 2025-06-14; 2025-06-16 to 2025-06-18; 2025-06-20 to 2025-07-04
7:30 | bar: 2025-05-17 to 2025-06-11; 2025-06-13 to 2025-06-14; 2025-06-16 to 2025-06-18; 2025-06-20 to 2025-07-04
7:45 | bar: 2025-05-17 to 2025-07-04
8:00 | bar: 2025-05-17 to 2025-07-04
8:15 | bar: 2025-05-17 to 2025-07-04
8:30 | bar: 2025-05-17 to 2025-07-04
8:45
9:00
9:15
9:30
9:45
10:00
10:15
10:30
10:45
11:00
11:15
11:30
11:45
12:00
12:15
12:30
12:45
13:00
13:15
13:30
13:45
14:00
14:15
14:30
14:45
15:00
15:15
15:30
15:45
16:00
16:15
16:30
16:45
17:00
17:15
17:30
17:45
18:00
18:15
18:30
18:45
19:00
19:15
19:30
19:45
20:00
20:15
20:30
20:45
21:00

## PPCB (116)
total time | 0.35417 | 0 | 0 | 0 | 0 | 0 | 0 | 0 | 0 | 0 | 0 | 0 | 0 | 0.13542 | 0.27083 | 0 | 0.010417 | 0.21875 | 0 | 0.010417 | 0.32292 | 0.083333 | 0 | 0.26042 | 0 | 0.010417 | 0.26042 | 0 | 0.010417 | 0.23958 | 0.20833 | 0.41667 | 0.34375 | 0.36458 | 0.30208 | 0.55208 | 0.58333 | 0.67708 | 0.42708 | 0.36458 | 0.21875 | 0.15625 | 0.11458 | 0.11458 | 0.11458 | 0.11458 | 0.11458 | 0.11458 | 0.11458 | 0.11458 | 0.11458 | 0.11458 | 0.11458 | 0.11458 | 0.11458 | 0.11458 | 0.11458 | 0.11458 | 0.11458 | 0.11458 | 0.11458 | 0.11458 | 0.15625 | 0.19792 | 0.23958 | 0.28125 | 0.32292 | 0.36458 | 0.40625 | 0.44792 | 0.48958 | 0.53125 | 0.57292 | 0.61458
Time | time axis 2024-05-23 to 2024-08-04
0:00 | 2024-05-23: 116 PPCB PPCB QC LIMS + PP request; 2024-06-04: 116 PPCB PPCB Clean Incubator < 7 days before Thaw pitch 25mm; 2024-06-05: 116 PPCB PPCB Prep Incubator; 2024-06-06: 116 PPCB Clean LAF; 2024-06-08: 116 PPCB PPCB Pre-warm med.; 2024-06-09: 116 PPCB PPCB Clean LAF; 2024-06-11: 116 PPCB PPCB Pre-warm med.; 2024-06-12: 116 PPCB PPCB Clean LAF; 2024-06-14: 116 PPCB PPCB Clean controlled rate freezer; 2024-06-15: 116 PPCB PPCB Clean LAF; 2024-06-21: 116 PPCB PPCB Pre-warm med.; 2024-06-22: 116 PPCB PPCB Clean LAF; 2024-06-24: 116 PPCB PPCB Pre-warm med.; 2024-06-25: 116 PPCB PPCB Clean LAF; 2024-06-27: 116 PPCB PPCB Pre-warm med.; 2024-06-28: 116 PPCB PPCB Clean LAF; 2024-07-01: 116 PPCB PPCB Clean LAF
0:15 | 2024-06-06: 116 PPCB PEM @09:00 Start PPCB; 2024-06-09: 116 PPCB PPCB Flask passage; 2024-06-12: 116 PPCB PPCB Flask passage; 2024-06-15: 116 PPCB PPCB Laying Down PPCB; 2024-06-22: 116 PPCB PPCB Test thaw Take vials (S-17); 2024-06-25: 116 PPCB PPCB Flask passage; 2024-06-28: 116 PPCB PPCB Flask passage; 2024-07-01: 116 PPCB PPCB Test thaw finalization
0:30 | 2024-06-21: 116 PPCB PPCB Prep Incubator&thaws
0:45 | bar: 2024-06-06; 2024-06-08; 2024-06-10 to 2024-06-11
1:00 | 2024-06-22: 116 PPCB 3 x PPCB Test thaws (PEM @ 09:30 hr)
1:15 | bar: 2024-06-06; 2024-06-08; 2024-06-10 to 2024-06-11; 2024-06-22
1:30 | bar: 2024-06-06; 2024-06-08; 2024-06-10 to 2024-06-11; 2024-06-22
1:45 | 2024-06-05: 116 PPCB PPCB Pre-warm med.
2:00 | bar: 2024-06-06; 2024-06-08; 2024-06-10 to 2024-06-11; 2024-06-22
2:15 | bar: 2024-06-05 to 2024-06-06; 2024-06-08; 2024-06-10 to 2024-06-11; 2024-06-22
2:30 | bar: 2024-06-05 to 2024-06-06; 2024-06-08; 2024-06-10 to 2024-06-11; 2024-06-22
2:45 | 2024-06-09: 116 PPCB PPCB Clean LAF; 2024-06-12: 116 PPCB PPCB Clean LAF; 2024-06-15: 116 PPCB PPCB Clean LAF; 2024-06-25: 116 PPCB PPCB Clean LAF; 2024-06-28: 116 PPCB PPCB Clean LAF; 2024-07-01: 116 PPCB PPCB Clean LAF
3:00 | bar: 2024-06-05 to 2024-06-06; 2024-06-22
3:15 | bar: 2024-05-23; 2024-06-22
3:30 | bar: 2024-05-23; 2024-06-22
3:45 | bar: 2024-05-23; 2024-06-22
4:00 | bar: 2024-05-23; 2024-06-22
4:15 | bar: 2024-06-22
4:30
4:45 | 2024-06-22: 116 PPCB PPCB Clean LAF
5:00
5:15
5:30
5:45
6:00
6:15
6:30
6:45
7:00
7:15
7:30
7:45
8:00
8:15
8:30
8:45
9:00
9:15
9:30
9:45
10:00
10:15
10:30
10:45
11:00
11:15
11:30
11:45
12:00
12:15
12:30
12:45
13:00
13:15
13:30
13:45
14:00
14:15
14:30
14:45
15:00
15:15
15:30
15:45
16:00
16:15
16:30
16:45
17:00
17:15
17:30
17:45
18:00
18:15
18:30
18:45
19:00
19:15
19:30
19:45
20:00
20:15
20:30
20:45
21:00

## Template
total time | 0.35417 | 0 | 0 | 0 | 0 | 0 | 0 | 0 | 0 | 0 | 0 | 0 | 0 | 0.13542 | 0.27083 | 0 | 0.010417 | 0.21875 | 0 | 0.010417 | 0.32292 | 0.083333 | 0 | 0.26042 | 0 | 0.010417 | 0.26042 | 0 | 0.010417 | 0.23958 | 0.20833 | 0.41667 | 0.34375 | 0.36458 | 0.30208 | 0.55208 | 0.58333 | 0.67708 | 0.42708 | 0.36458 | 0.21875 | 0.15625 | 0.11458 | 0.11458 | 0.11458 | 0.11458 | 0.11458 | 0.11458 | 0.11458 | 0.11458 | 0.11458 | 0.11458 | 0.11458 | 0.11458 | 0.11458 | 0.11458 | 0.11458 | 0.11458 | 0.11458 | 0.11458 | 0.11458 | 0.11458 | 0.15625 | 0.19792 | 0.23958 | 0.28125 | 0.32292 | 0.36458 | 0.40625 | 0.44792 | 0.48958 | 0.53125 | 0.57292 | 0.61458
Time | time axis 2022-08-25 to 2022-11-06
0:00 | 2022-08-25: XX.XXXX QC LIMS; 2022-09-06: XX.XXXX Clean Incubator < 7 days before Thaw; 2022-09-07: XX.XXXX Prep Thaw; 2022-09-08: XX.XXXX Thaw
0:15
0:30
0:45
1:00
1:15
1:30
1:45
2:00
2:15
2:30
2:45
3:00
3:15 | 2022-08-25: XX.XXXX PP Request
3:30
3:45
4:00
4:15
4:30
4:45
5:00
5:15
5:30
5:45
6:00
6:15
6:30
6:45
7:00
7:15
7:30
7:45
8:00
8:15
8:30
8:45
9:00
9:15
9:30
9:45
10:00
10:15
10:30
10:45
11:00
11:15
11:30
11:45
12:00
12:15
12:30
12:45
13:00
13:15
13:30
13:45
14:00
14:15
14:30
14:45
15:00
15:15
15:30
15:45
16:00
16:15
16:30
16:45
17:00
17:15
17:30
17:45
18:00
18:15
18:30
18:45
19:00
19:15
19:30
19:45
20:00
20:15
20:30
20:45
21:00

## MPS to FTE Req.
|  | Month | [26 empty] | June | [29 empty] | July | [30 empty] | Augustus | [30 empty] | September | [29 empty] | October | [30 empty] | November | [29 empty] | December | [30 empty] | January | [30 empty] | February | [28 empty] | March | [30 empty] | April | [29 empty] | May | [30 empty] | June | [30 empty] | July | [30 empty] | August | [30 empty] | September | [30 empty] | October | [30 empty] | November | [30 empty] | December | [30 empty] | January | [30 empty] | February | [30 empty] | March | [35 empty] | April | [30 empty] | May | [30 empty] | June | [35 empty] | July | [30 empty] | August | [30 empty] | September | [35 empty] | January | [30 empty] | February | [30 empty] | March | [35 empty] | April | [30 empty] | May | [30 empty] | June | [35 empty] | July | [30 empty] | August | [30 empty] | September
Starting calculation |  | Week | 19 | [6 empty] | 20 | [6 empty] | 21 | [6 empty] | 22 | [6 empty] | 23 | [6 empty] | 24 | [6 empty] | 25 | [6 empty] | 26 | [6 empty] | 27 | [6 empty] | 28 | [6 empty] | 29 | [6 empty] | 30 | [6 empty] | 31 | [6 empty] | 32 | [6 empty] | 33 | [6 empty] | 34 | [6 empty] | 35 | [6 empty] | 36 | [6 empty] | 37 | [6 empty] | 38 | [6 empty] | 39 | [6 empty] | 40 | [6 empty] | 41 | [6 empty] | 42 | [6 empty] | 43 | [6 empty] | 44 | [6 empty] | 45 | [6 empty] | 46 | [6 empty] | 47 | [6 empty] | 48 | [6 empty] | 49 | [6 empty] | 50 | [6 empty] | 51 | [6 empty] | 52 | [6 empty] | 1 | [6 empty] | 2 | [6 empty] | 3 | [6 empty] | 4 | [6 empty] | 5 | [6 empty] | 6 | [6 empty] | 7 | [6 empty] | 8 | [6 empty] | 9 | [6 empty] | 10 | [6 empty] | 11 | [6 empty] | 12 | [6 empty] | 13 | [6 empty] | 14 | [6 empty] | 15 | [6 empty] | 16 | [6 empty] | 17 | [6 empty] | 18 | [6 empty] | 19 | [6 empty] | 20 | [6 empty] | 21 | [6 empty] | 22 | [6 empty] | 23 | [6 empty] | 24 | [6 empty] | 25 | [6 empty] | 26 | [6 empty] | 27 | [6 empty] | 28 | [6 empty] | 29 | [6 empty] | 30 | [6 empty] | 31 | [6 empty] | 32 | [6 empty] | 33 | [6 empty] | 34 | [6 empty] | 35 | [6 empty] | 36 | [6 empty] | 37 | [6 empty] | 38 | [6 empty] | 39 | [6 empty] | 40 | [6 empty] | 41 | [6 empty] | 42 | [6 empty] | 43 | [6 empty] | 44 | [6 empty] | 45 | [6 empty] | 46 | [6 empty] | 47 | [6 empty] | 48 | [6 empty] | 49 | [6 empty] | 50 | [6 empty] | 51 | [6 empty] | 52 | [6 empty] | 53 | [6 empty] | 1 | [6 empty] | 2 | [6 empty] | 3 | [6 empty] | 4 | [6 empty] | 5 | [6 empty] | 6 | [6 empty] | 7 | [6 empty] | 8 | [6 empty] | 9 | [6 empty] | 10 | [6 empty] | 11 | [6 empty] | 12 | [6 empty] | 13 | [6 empty] | 14 | [6 empty] | 15 | [6 empty] | 16 | [6 empty] | 17 | [6 empty] | 18 | [6 empty] | 19 | [6 empty] | 20 | [6 empty] | 21 | [6 empty] | 22 | [6 empty] | 23 | [6 empty] | 24 | [6 empty] | 25 | [6 empty] | 26 | [6 empty] | 27 | [6 empty] | 28 | [6 empty] | 29 | [6 empty] | 30 | [6 empty] | 31 | [6 empty] | 32 | [6 empty] | 33 | [6 empty] | 34 | [6 empty] | 35 | [6 empty] | 36 | [6 empty] | 37 | [6 empty] | 38 | [6 empty] | 39 | [6 empty] | 40 | [6 empty] | 41 | [6 empty] | 42 | [6 empty] | 43 | [6 empty] | 44 | [6 empty] | 45 | [6 empty] | 46 | [6 empty] | 47 | [6 empty] | 48 | [6 empty] | 49 | [6 empty] | 50 | [6 empty] | 51 | [6 empty] | 52 | [6 empty] | 53 | [6 empty] | 54 | [6 empty] | 55 | [6 empty] | 56 | [6 empty] | 57 | [6 empty] | 58 | [6 empty] | 59 | [6 empty] | 60 | [6 empty] | 61 | [6 empty] | 62 | [6 empty] | 63 | [6 empty] | 64 | [6 empty] | 65 | [6 empty] | 66 | [6 empty] | 67 | [6 empty] | 68 | [6 empty] | 69 | [6 empty] | 70 | [6 empty] | 71 | [6 empty] | 72 | [6 empty] | 73 | [6 empty] | 74 | [6 empty] | 75 | [6 empty] | 76 | [6 empty] | 77 | [6 empty] | 78 | [6 empty] | 79 | [6 empty] | 80 | [6 empty] | 81 | [6 empty] | 82 | [6 empty] | 83 | [6 empty] | 84
|  | Day | ma | di | wo | do | vr | za | zo | ma | di | wo | do | vr | za | zo | ma | di | wo | do | vr | za | zo | ma | di | wo | do | vr | za | zo | ma | di | wo | do | vr | za | zo | ma | di | wo | do | vr | za | zo | ma | di | wo | do | vr | za | zo | 1 | 2 | 3 | 4 | 5 | 6 | 7 | 1 | 2 | 3 | 4 | 5 | 6 | 7 | 1 | 2 | 3 | 4 | 5 | 6 | 7 | 1 | 2 | 3 | 4 | 5 | 6 | 7 | 1 | 2 | 3 | 4 | 5 | 6 | 7 | 1 | 2 | 3 | 4 | 5 | 6 | 7 | 1 | 2 | 3 | 4 | 5 | 6 | 7 | 1 | 2 | 3 | 4 | 5 | 6 | 7 | 1 | 2 | 3 | 4 | 5 | 6 | 7 | 1 | 2 | 3 | 4 | 5 | 6 | 7 | 1 | 2 | 3 | 4 | 5 | 6 | 7 | 1 | 2 | 3 | 4 | 5 | 6 | 7 | 1 | 2 | 3 | 4 | 5 | 6 | 7 | 1 | 2 | 3 | 4 | 5 | 6 | 7 | 1 | 2 | 3 | 4 | 5 | 6 | 7 | 1 | 2 | 3 | 4 | 5 | 6 | 7 | 1 | 2 | 3 | 4 | 5 | 6 | 7 | 1 | 2 | 3 | 4 | 5 | 6 | 7 | 1 | 2 | 3 | 4 | 5 | 6 | 7 | 1 | 2 | 3 | 4 | 5 | 6 | 7 | 1 | 2 | 3 | 4 | 5 | 6 | 7 | 1 | 2 | 3 | 4 | 5 | 6 | 7 | 1 | 2 | 3 | 4 | 5 | 6 | 7 | 1 | 2 | 3 | 4 | 5 | 6 | 7 | 1 | 2 | 3 | 4 | 5 | 6 | 7 | 1 | 2 | 3 | 4 | 5 | 6 | 7 | 1 | 2 | 3 | 4 | 5 | 6 | 7 | 1 | 2 | 3 | 4 | 5 | 6 | 7 | 1 | 2 | 3 | 4 | 5 | 6 | 7 | 1 | 2 | 3 | 4 | 5 | 6 | 7 | 1 | 2 | 3 | 4 | 5 | 6 | 7 | ma | di | wo | do | vr | za | zo | ma | di | wo | do | vr | za | zo | ma | di | wo | do | vr | za | zo | ma | di | wo | do | vr | za | zo | ma | di | wo | do | vr | za | zo | ma | di | wo | do | vr | za | zo | ma | di | wo | do | vr | za | zo | ma | di | wo | do | vr | za | zo | ma | di | wo | do | vr | za | zo | ma | di | wo | do | vr | za | zo | ma | di | wo | do | vr | za | zo | ma | di | wo | do | vr | za | zo | ma | di | wo | do | vr | za | zo | ma | di | wo | do | vr | za | zo | ma | di | wo | do | vr | za | zo | ma | di | wo | do | vr | za | zo | ma | di | wo | do | vr | za | zo | ma | di | wo | do | vr | za | zo | ma | di | wo | do | vr | za | zo | ma | di | wo | do | vr | za | zo | ma | di | wo | do | vr | za | zo | ma | di | wo | do | vr | za | zo | ma | di | wo | do | vr | za | zo | ma | di | wo | do | vr | za | zo | ma | di | wo | do | vr | za | zo | ma | di | wo | do | vr | za | zo | ma | di | wo | do | vr | za | zo | ma | di | wo | do | vr | za | zo | ma | di | wo | do | vr | za | zo | ma | di | wo | do | vr | za | zo | ma | di | wo | do | vr | za | zo | ma | di | wo | do | vr | za | zo | ma | di | wo | do | vr | za | zo | ma | di | wo | do | vr | za | zo | ma | di | wo | do | vr | za | zo | ma | di | wo | do | vr | za | zo | ma | di | wo | do | vr | za | zo | ma | di | wo | do | vr | za | zo | ma | di | wo | do | vr | za | zo | ma | di | wo | do | vr | za | zo | ma | di | wo | do | vr | za | zo | ma | di | wo | do | vr | za | zo | ma | di | wo | do | vr | za | zo | ma | di | wo | do | vr | za | zo | ma | di | wo | do | vr | za | zo | ma | di | wo | do | vr | za | zo | ma | di | wo | do | vr | za | zo | ma | di | wo | do | vr | za | zo | ma | di | wo | do | vr | za | zo | ma | di | wo | do | vr | za | zo | ma | di | wo | do | vr | za | zo | ma | di | wo | do | vr | za | zo | ma | di | wo | do | vr | za | zo | ma | di | wo | do | vr | za | zo | ma | di | wo | do | vr | za | zo | ma | di | wo | do | vr | za | zo | ma | di | wo | do | vr | za | zo | ma | di | wo | do | vr | za | zo | ma | di | wo | do | vr | za | zo | ma | di | wo | do | vr | za | zo | ma | di | wo | do | vr | za | zo | ma | di | wo | do | vr | za | zo | ma | di | wo | do | vr | za | zo | ma | di | wo | do | vr | za | zo | ma | di | wo | do | vr | za | zo | ma | di | wo | do | vr | za | zo | ma | di | wo | do | vr | za | zo | ma | di | wo | do | vr | za | zo | ma | di | wo | do | vr | za | zo | ma | di | wo | do | vr | za | zo | ma | di | wo | do | vr | za | zo | ma | di | wo | do | vr | za | zo | ma | di | wo | do | vr | za | zo | ma | di | wo | do | vr | za | zo | ma | di | wo | do | vr | za | zo | ma | di | wo | do | vr | za | zo | ma | di | wo | do | vr | za | zo | ma | di | wo | do | vr | za | zo | ma | di | wo | do | vr | za | zo | ma | di | wo | do | vr | za | zo | ma | di | wo | do | vr | za | zo | ma | di | wo | do | vr | za | zo | ma | di | wo | do | vr | za | zo | ma | di | wo | do | vr | za | zo | ma | di | wo | do | vr | za | zo | ma | di | wo | do | vr | za | zo | ma | di | wo | do | vr | za | zo | ma | di | wo | do | vr | za | zo | ma | di | wo | do | vr | za | zo | ma | di | wo | do | vr | za | zo | ma | di | wo | do | vr | za | zo | ma | di | wo | do | vr | za | zo | ma | di | wo | do | vr | za | zo | ma | di | wo | do | vr | za | zo | ma | di | wo | do | vr | za | zo | ma | di | wo | do | vr | za | zo | ma | di | wo | do | vr | za | zo | ma | di | wo | do | vr | za | zo | ma | di | wo | do | vr | za | zo | ma | di | wo | do | vr | za | zo | ma | di | wo | do | vr | za | zo | ma | di | wo | do | vr | za | zo | ma | di | wo | do | vr | za | zo | ma | di | wo | do | vr | za | zo | ma | di | wo | do | vr | za | zo | ma | di | wo | do | vr | za | zo | ma | di | wo | do | vr | za | zo | ma | di | wo | do | vr | za | zo | ma | di | wo | do | vr | za | zo | ma | di | wo | do | vr | za | zo | ma | di | wo | do | vr | za | zo | ma | di | wo | do | vr | za | zo | ma | di | wo | do | vr | za | zo | ma | di | wo | do | vr | za | zo | ma | di | wo | do | vr | za | zo | ma | di | wo | do | vr | za | zo | ma | di | wo | do | vr | za | zo | ma | di | wo | do | vr | za | zo | ma | di | wo | do | vr | za | zo | ma | di | wo | do | vr | za | zo | ma | di | wo | do | vr | za | zo | ma | di | wo | do | vr | za | zo | ma | di | wo | do | vr | za | zo | ma | di | wo | do | vr | za | zo | ma | di | wo | do | vr | za | zo | ma | di | wo | do | vr | za | zo | ma | di | wo | do | vr | za | zo | ma | di | wo | do | vr | za | zo | ma | di | wo | do | vr | za | zo | ma | di | wo | do | vr | za | zo | ma | di | wo | do | vr | za | zo | ma | di | wo | do | vr | za | zo | ma | di | wo | do | vr | za | zo
0:00 | time axis 2019-05-06 to 2022-08-14
Only used for 50, 52, 62, and11 |  | Total FTE | [9 empty] | #REF! | #REF! | #REF! | #REF! | #REF! | #REF! | #REF! | 175115 | 204 | 175115 | 200 | 175113 | 204 | 175114 | 203 | 175116 | 203 | 175114 | 204 | 175116 | 206 | 175118 | 205 | 175117 | 206 | 175116 | 205 | 175118 | 207 | #REF! | #REF! | #REF! | #REF! | #REF! | #REF! | #REF! | #REF! | #REF! | #REF! | #REF! | #REF! | #REF! | #REF! | #REF! | #REF! | #REF! | #REF! | #REF! | #REF! | #REF! | #REF! | #REF! | #REF! | #REF! | #REF! | #REF! | #REF! | #REF! | #REF! | #REF! | #REF! | #REF! | #REF! | #REF! | #REF! | #REF! | #REF! | #REF! | #REF! | #REF! | #REF! | #REF! | #REF! | #REF! | #REF! | #REF! | #REF! | #REF! | #REF! | #REF! | #REF! | #REF! | #REF! | #REF! | #REF! | #REF! | #REF! | #REF! | #REF! | #REF! | #REF! | #REF! | #REF! | #REF! | #REF! | #REF! | #REF! | #REF! | #REF! | #REF! | #REF! | #REF! | #REF! | #REF! | #REF! | #REF! | #REF! | #REF! | #REF! | #REF! | #REF! | #REF! | #REF! | #REF! | #REF! | #REF! | #REF! | #REF! | #REF! | #REF! | #REF! | #REF! | #REF! | #REF! | #REF! | #REF! | #REF! | #REF! | #REF! | #REF! | #REF! | #REF! | #REF! | #REF! | #REF! | #REF! | #REF! | #REF! | #REF! | #REF! | #REF! | #REF! | #REF! | #REF! | #REF! | #REF! | #REF! | #REF! | #REF! | #REF! | #REF! | #REF! | #REF! | #REF! | #REF! | #REF! | #REF! | #REF! | #REF! | #REF! | #REF! | #REF! | #REF! | #REF! | #REF! | #REF! | #REF! | #REF! | #REF! | #REF! | #REF! | #REF! | #REF! | #REF! | #REF! | #REF! | #REF! | #REF! | #REF! | #REF! | #REF! | #REF! | #REF! | #REF! | #REF! | #REF! | #REF! | #REF! | #REF! | #REF! | #REF! | #REF! | #REF! | #REF! | #REF! | #REF! | #REF! | #REF! | #REF! | #REF! | #REF! | #REF! | #REF! | #REF! | #REF! | #REF! | #REF! | #REF! | #REF! | #REF! | #REF! | #REF! | #REF! | #REF! | #REF! | #REF! | #REF! | #REF! | #REF! | #REF! | #REF! | #REF! | #REF! | #REF! | #REF! | #REF! | #REF! | #REF! | #REF! | #REF! | #REF! | #REF! | #REF! | #REF! | #REF! | #REF! | #REF! | #REF! | #REF! | #REF! | #REF! | #REF! | #REF! | #REF! | #REF! | #REF! | #REF! | #REF! | #REF! | #REF! | #REF! | #REF! | #REF! | 175112 | 200 | 175112 | 200 | 0 | 0 | 0 | 0 | 16 | 0 | 0 | 0 | 0 | 0 | 0 | 0 | 0 | 0 | 0 | 0 | 0 | 0 | 0 | 0 | 0 | 0 | 0 | 0 | 0 | 0 | 0 | 0 | 0 | 0 | 0 | 0 | 0 | 0 | 0 | 0 | 0 | 0 | 0 | 0 | 0 | 0 | 0 | 0 | 0 | 0 | 0 | 0 | 0 | 0 | 0 | 0 | 0 | 0 | 0 | 0 | 0 | 0 | 0 | 0 | 0 | 0 | 0 | 0 | 0 | 0 | 0 | 0 | 0 | 0 | 0 | 0 | 0 | 0 | 0 | 0 | 0 | 0 | 0 | 0 | 0 | 0 | 0 | 0 | 0 | 0 | 0 | 0 | 0 | 0 | 0 | 0 | 0 | 0 | 0 | 0 | 0 | 0 | 0 | 0 | 0 | 0 | 0 | 0 | 0 | 0 | 0 | 0 | 0 | 0 | 0 | 0 | 0 | 0 | 2 | 1 | 2 | 0 | 0 | 0 | 1 | 3 | #REF! | #REF! | #REF! | #REF! | #REF! | #REF! | #REF! | #REF! | #REF! | #REF! | #REF! | 1 | 2 | 3 | 5 | 4 | 1 | 6 | 6 | 2 | 4 | 3 | 7 | 5 | 5 | 3 | 4 | 7 | 7 | 6 | 9 | 4 | 9 | 4 | 9 | 10 | 9 | 15 | 8 | 9 | 10 | 8 | 14 | 7 | 6 | 7 | 12 | 10 | 10 | 16 | 12 | 7 | 7 | 10 | 15 | 3 | 8 | 5 | 9 | 5 | 11 | 6 | 7 | 4 | 6 | 9 | #REF! | #REF! | #REF! | #REF! | #REF! | #REF! | #REF! | #REF! | #REF! | #REF! | #REF! | 4 | 5 | 6 | 9 | 4 | 8 | 9 | 9 | 16 | 11 | 5 | 6 | 5 | 6 | 6 | 10 | 9 | 10 | 10 | 11 | 17 | 9 | 8 | 9 | 12 | 9 | 19 | 13 | 9 | 8 | 9 | 16 | 11 | 8 | 7 | 8 | 9 | 14 | 11 | 13 | 10 | 7 | 10 | 17 | 8 | 13 | 5 | 7 | 8 | 5 | 8 | 11 | 12 | 12 | 12 | 17 | 8 | 10 | 8 | 12 | 12 | 12 | 18 | 11 | 9 | 13 | 8 | 17 | 10 | 10 | 6 | 11 | 17 | 10 | 14 | 8 | 5 | 8 | 13 | 11 | 16 | 16 | 10 | 6 | 4 | 6 | 3 | 9 | 5 | 7 | 5 | 7 | 5 | 8 | 6 | 15 | 9 | 5 | 4 | 5 | 7 | 12 | 9 | 12 | 14 | 8 | 5 | 9 | 8 | 8 | 13 | 9 | 5 | 6 | 8 | 14 | 5 | 4 | 3 | 7 | 5 | 7 | 12 | 8 | 4 | 4 | 8 | 8 | 10 | 6 | 4 | 4 | 4 | 4 | 4 | 4 | 6 | 6 | 6 | 6 | 4 | 6 | 6 | 8 | 6 | 6 | 12 | 10 | 6 | 8 | 10 | 10 | 6 | 4 | 6 | 8 | 8 | 6 | 12 | 10 | 10 | 8 | 10 | 10 | 16 | 10 | 10 | 10 | 8 | 12 | 8 | 6 | 8 | 8 | 8 | 6 | 8 | 8 | 16 | 16 | 12 | 16 | 16 | 6 | 8 | 8 | 10 | 12 | 8 | 6 | 8 | 8 | 6 | 10 | 10 | 6 | 6 | 10 | #REF! | #REF! | #REF! | #REF! | #REF! | #REF! | #REF! | #REF! | #REF! | #REF! | #REF! | 8 | 12 | 8 | 6 | 2 | 8 | 8 | 8 | 12 | 8 | 6 | 10 | 8 | 10 | 12 | 8 | 6 | 8 | 8 | 10 | 10 | 8 | 4 | 8 | 8 | 6 | 10 | 10 | 6 | 8 | 8 | 8 | 10 | 8 | 6 | 8 | 8 | 8 | 12 | 10 | 6 | 8 | 8 | 14 | 4 | 8 | 4 | 8 | 8 | 8 | 12 | 8 | 4 | 10 | 8 | 8 | 12 | 10 | 4 | 8 | 10 | 8 | 10 | 8 | 6 | 8 | 10 | 10 | 10 | 8 | 4 | 10 | 8 | 10 | 12 | 10 | 6 | 8 | 10 | 10 | 14 | 8 | 4 | 8 | 8 | 8 | 10 | 6 | 6 | 8 | 8 | 10 | 12 | 10 | 6 | 14 | 10 | 8 | 10 | 6 | 2 | 6 | 4 | 4 | 2 | 6 | 4 | 6 | 6 | 8 | 10 | 6 | 4 | 8 | 8 | 6 | 10 | 8 | 4 | 6 | 6 | 6 | 2 | 6 | 4 | 8 | 8 | 8 | 10 | 8 | 4 | 8 | 8 | 8 | 10 | 8 | 4 | 8 | 6 | 6 | 10 | 6 | 4 | 6 | 6 | 8 | 10 | 8 | 4 | 8 | 6 | 6 | 10 | 8 | 4 | 6 | 4 | 6 | 2 | 6 | 4 | 8 | 6 | 8 | 10 | 8 | 4 | 8 | 6 | 8 | 10 | 8 | 4 | 6 | 6 | 6 | 10 | 6 | 6 | 8 | 6 | 6 | 10 | 8 | 4 | 6 | 8 | 6 | 10 | 6 | 4 | 4 | 4 | 6 | 4 | 4 | 4 | 8 | 8 | 8 | 12 | 6 | 4 | 6 | 8 | 8 | 12 | 6 | 6 | 6 | 6 | 6 | #REF! | #REF! | #REF! | #REF! | #REF! | #REF! | #REF! | #REF! | #REF! | #REF! | #REF! | 4 | 4 | 4 | 4 | 2 | 6 | 4 | 2 | 4 | 6 | 8 | 6 | 8 | 10 | 6 | 4 | 6 | 8 | 6 | 6 | 12 | 4 | 6 | 6 | 6 | 4 | 6 | 6 | 8 | 8 | 8 | 10 | 8 | 4 | 8 | 8 | 8 | 10 | 10 | 6 | 8 | 6 | 6 | 8 | 4 | 4 | 8 | 8 | 8 | 12 | 6 | 4 | 6 | 6 | 8 | 12 | 8 | 4 | 6 | 6 | 6 | 4 | 6 | 4 | 8 | 8 | 8 | 10 | 4 | 4 | 6 | 6 | 8 | 12 | 10 | 6 | 6 | 10 | 8 | 4 | 6 | 2 | 4 | 4 | 2 | 2 | 4 | 6 | 8 | 6 | 8 | 12 | 6 | 6 | 6 | 6 | 6 | 10 | 6 | 2 | 4 | 2 | 2 | 2 | 4 | 2 | 4 | 6 | 6 | 12 | 8 | 2 | 4 | 2 | 4 | 8 | 2 | 2 | 0 | 0 | 0 | 0 | 2 | 0 | 0 | 0 | 0 | 0 | 0 | 0 | 0 | 0 | 0 | 0 | 0 | 0 | 0 | 0 | 0 | 0 | 0 | 0 | 0 | 0 | 0 | 0 | 0 | 0 | 0 | 0 | 0 | 0 | 0 | 0 | 0 | 0 | 0 | 0 | 0 | 0 | 0 | 0 | 0 | 0 | 0 | 0 | 0 | 0 | 0 | 0 | 0 | 0 | 0 | 0 | 0 | 0 | 0 | 0 | 0 | 0 | 0 | 0 | 0 | 0 | 0 | 0 | 0 | 0 | 0 | 0 | 0 | 0 | 0 | 0 | 0 | 0 | 0 | 0 | 0 | 0 | 0 | 0 | 0 | 0 | 0 | 0 | 0 | 0 | 0 | 0 | 0 | 0 | 0 | 0 | 0 | 0 | 0 | 0 | 0 | 0 | 0 | 0 | 0 | 0 | 0 | 0 | 0 | 0 | 0 | 0 | 0 | 0 | 0 | 0 | 0 | 0 | 0 | 0 | 0 | 0 | 0 | 0 | 0 | 0 | 0 | 0 | 0 | 0 | 0 | 0 | 0 | 0 | 0 | 0 | 0 | 0 | 0 | 0 | 0 | 0 | 0 | 0 | 0 | 0 | 0 | 0 | 0 | 0 | 0 | 0 | 0 | 0 | 0 | 0 | 0 | 0 | 0 | 0 | 0 | 0 | 0 | 0 | 0 | 0 | 0 | 0 | 0 | 0 | 0 | 0 | 0 | 0 | 0 | 0 | 0 | 0 | 0 | 0 | 0 | 0
|  | Total time (hours) | 7296.3 | 199:12 | 7296.3 | 199:12 | 43778 | 1200:00 | 43778 | 1200:00 | 43778 | #REF! | #REF! | #REF! | #REF! | #REF! | #REF! | #REF! | 43778.5208 | 1223:15 | 43778.625 | 1200:00 | 43778.0104 | 1218:15 | 43778.3958 | 1216:45 | 43778.8958 | 1217:00 | 43778.5 | 1218:15 | 43778.9167 | 1230:15 | 43779.3333 | 1230:00 | 43779.1771 | 1230:45 | 43778.8958 | 1227:15 | 43779.4167 | 1241:30 | #REF! | #REF! | #REF! | #REF! | #REF! | #REF! | #REF! | #REF! | #REF! | #REF! | #REF! | #REF! | #REF! | #REF! | #REF! | #REF! | #REF! | #REF! | #REF! | #REF! | #REF! | #REF! | #REF! | #REF! | #REF! | #REF! | #REF! | #REF! | #REF! | #REF! | #REF! | #REF! | #REF! | #REF! | #REF! | #REF! | #REF! | #REF! | #REF! | #REF! | #REF! | #REF! | #REF! | #REF! | #REF! | #REF! | #REF! | #REF! | #REF! | #REF! | #REF! | #REF! | #REF! | #REF! | #REF! | #REF! | #REF! | #REF! | #REF! | #REF! | #REF! | #REF! | #REF! | #REF! | #REF! | #REF! | #REF! | #REF! | #REF! | #REF! | #REF! | #REF! | #REF! | #REF! | #REF! | #REF! | #REF! | #REF! | #REF! | #REF! | #REF! | #REF! | #REF! | #REF! | #REF! | #REF! | #REF! | #REF! | #REF! | #REF! | #REF! | #REF! | #REF! | #REF! | #REF! | #REF! | #REF! | #REF! | #REF! | #REF! | #REF! | #REF! | #REF! | #REF! | #REF! | #REF! | #REF! | #REF! | #REF! | #REF! | #REF! | #REF! | #REF! | #REF! | #REF! | #REF! | #REF! | #REF! | #REF! | #REF! | #REF! | #REF! | #REF! | #REF! | #REF! | #REF! | #REF! | #REF! | #REF! | #REF! | #REF! | #REF! | #REF! | #REF! | #REF! | #REF! | #REF! | #REF! | #REF! | #REF! | #REF! | #REF! | #REF! | #REF! | #REF! | #REF! | #REF! | #REF! | #REF! | #REF! | #REF! | #REF! | #REF! | #REF! | #REF! | #REF! | #REF! | #REF! | #REF! | #REF! | #REF! | #REF! | #REF! | #REF! | #REF! | #REF! | #REF! | #REF! | #REF! | #REF! | #REF! | #REF! | #REF! | #REF! | #REF! | #REF! | #REF! | #REF! | #REF! | #REF! | #REF! | #REF! | #REF! | #REF! | #REF! | #REF! | #REF! | #REF! | #REF! | #REF! | #REF! | #REF! | #REF! | #REF! | #REF! | #REF! | #REF! | #REF! | #REF! | #REF! | #REF! | #REF! | #REF! | #REF! | #REF! | #REF! | #REF! | #REF! | #REF! | #REF! | #REF! | #REF! | #REF! | #REF! | #REF! | #REF! | #REF! | #REF! | #REF! | #REF! | #REF! | #REF! | #REF! | #REF! | 43778 | 1200:00 | 43778 | 1200:00 | 0:00 | 0:00 | 0:00 | 0:00 | 96:00 | 0:00 | 0:00 | 0:00 | 0:00 | 0:00 | 0:00 | 0:00 | 0:00 | 0:00 | 0:00 | 0:00 | 0:00 | 0:00 | 0:00 | 0:00 | 0:00 | 0:00 | 0:00 | 0:00 | 0:00 | 0:00 | 0:00 | 0:00 | 0:00 | 0:00 | 0:00 | 0:00 | 0:00 | 0:00 | 0:00 | 0:00 | 0:00 | 0:00 | 0:00 | 0:00 | 0:00 | 0:00 | 0:00 | 0:00 | 0:00 | 0:00 | 0:00 | 0:00 | 0:00 | 0:00 | 0:00 | 0:00 | 0:00 | 0:00 | 0:00 | 0:00 | 0:00 | 0:00 | 0:00 | 0:00 | 0:00 | 0:00 | 0:00 | 0:00 | 0:00 | 0:00 | 0:00 | 0:00 | 0:00 | 0:00 | 0:00 | 0:00 | 0:00 | 0:00 | 0:00 | 0:00 | 0:00 | 0:00 | 0:00 | 0:00 | 0:00 | 0:00 | 0:00 | 0:00 | 0:00 | 0:00 | 0:00 | 0:00 | 0:00 | 0:00 | 0:00 | 0:00 | 0:00 | 0:00 | 0:00 | 0:00 | 0:00 | 0:00 | 0:00 | 0:00 | 0:00 | 0:00 | 0:00 | 0:00 | 0:00 | 0:00 | 0:00 | 0:00 | 0:00 | 0:00 | 0:00 | 0:00 | 0:00 | 0:00 | 9:30 | 3:00 | 7:45 | 0:00 | 0:00 | 0:00 | 5:00 | 15:00 | #REF! | #REF! | #REF! | #REF! | #REF! | #REF! | #REF! | #REF! | #REF! | #REF! | #REF! | 2:15 | 10:15 | 12:30 | 27:30 | 22:30 | 5:45 | 34:45 | 31:15 | 8:45 | 21:45 | 16:00 | 41:15 | 26:45 | 29:45 | 16:45 | 22:15 | 42:00 | 39:30 | 36:00 | 53:15 | 22:30 | 50:45 | 23:00 | 51:30 | 56:30 | 52:45 | 84:15 | 44:45 | 51:00 | 58:15 | 46:45 | 83:30 | 40:00 | 31:45 | 37:15 | 67:45 | 58:30 | 54:30 | 94:45 | 68:30 | 41:45 | 40:45 | 55:15 | 88:45 | 17:30 | 43:00 | 26:00 | 48:15 | 24:30 | 66:00 | 30:45 | 38:45 | 22:45 | 35:15 | 50:30 | #REF! | #REF! | #REF! | #REF! | #REF! | #REF! | #REF! | #REF! | #REF! | #REF! | #REF! | 24:00 | 26:30 | 34:45 | 52:00 | 19:30 | 46:00 | 48:45 | 53:15 | 96:00 | 63:15 | 27:15 | 33:30 | 29:30 | 34:15 | 35:45 | 56:45 | 52:30 | 55:00 | 55:45 | 65:00 | 97:15 | 50:00 | 47:00 | 53:00 | 70:00 | 51:30 | 109:15 | 72:45 | 48:15 | 46:15 | 50:45 | 95:00 | 65:45 | 42:45 | 37:30 | 47:15 | 52:45 | 84:00 | 62:30 | 77:30 | 54:15 | 37:00 | 59:30 | 99:00 | 47:00 | 73:00 | 29:00 | 40:15 | 43:45 | 29:30 | 42:15 | 65:00 | 71:45 | 67:15 | 71:30 | 97:15 | 44:45 | 58:00 | 47:30 | 67:00 | 70:30 | 69:30 | 104:15 | 66:00 | 50:30 | 74:00 | 47:15 | 98:15 | 57:30 | 56:45 | 32:45 | 63:00 | 98:00 | 54:15 | 80:00 | 42:30 | 26:15 | 43:00 | 74:00 | 65:00 | 96:00 | 94:00 | 59:00 | 34:45 | 22:45 | 34:00 | 16:00 | 49:00 | 27:00 | 38:45 | 26:45 | 38:15 | 27:00 | 43:30 | 32:00 | 88:00 | 50:45 | 25:00 | 20:15 | 27:00 | 39:00 | 71:30 | 53:30 | 66:45 | 79:00 | 42:15 | 27:30 | 53:45 | 44:45 | 43:30 | 77:00 | 48:45 | 25:30 | 34:45 | 47:15 | 78:30 | 25:15 | 18:15 | 14:15 | 39:15 | 28:45 | 40:15 | 71:00 | 49:15 | 30:00 | 30:30 | 48:30 | 53:15 | 70:00 | 39:00 | 21:00 | 31:15 | 20:45 | 21:00 | 25:30 | 26:45 | 35:30 | 45:30 | 45:45 | 39:45 | 27:00 | 33:15 | 37:00 | 57:00 | 44:00 | 45:00 | 94:15 | 68:15 | 40:00 | 62:15 | 66:00 | 73:45 | 47:30 | 22:00 | 41:45 | 59:30 | 54:45 | 47:15 | 94:15 | 66:45 | 70:00 | 54:30 | 78:30 | 76:15 | 115:15 | 74:15 | 68:45 | 72:30 | 56:00 | 89:30 | 48:15 | 34:30 | 55:45 | 58:30 | 50:00 | 46:45 | 58:00 | 55:15 | 116:00 | 112:15 | 93:30 | 118:15 | 127:45 | 38:30 | 53:15 | 57:45 | 72:30 | 95:15 | 61:00 | 35:00 | 53:15 | 54:30 | 43:15 | 75:45 | 70:00 | 47:15 | 46:30 | 76:30 | #REF! | #REF! | #REF! | #REF! | #REF! | #REF! | #REF! | #REF! | #REF! | #REF! | #REF! | 52:30 | 87:00 | 50:15 | 42:15 | 14:30 | 56:15 | 62:15 | 51:30 | 80:45 | 57:00 | 45:45 | 67:30 | 62:30 | 70:30 | 86:15 | 59:45 | 32:30 | 49:15 | 58:00 | 65:15 | 76:45 | 57:15 | 23:00 | 58:00 | 55:00 | 46:15 | 74:30 | 65:30 | 43:45 | 58:00 | 62:30 | 60:00 | 79:00 | 51:00 | 34:00 | 59:15 | 57:45 | 59:45 | 91:30 | 70:45 | 45:00 | 56:00 | 55:45 | 97:45 | 19:15 | 52:45 | 28:45 | 58:30 | 58:15 | 59:15 | 81:15 | 53:15 | 30:45 | 65:00 | 49:45 | 59:15 | 83:00 | 68:15 | 30:45 | 64:00 | 65:00 | 51:30 | 77:15 | 58:15 | 40:45 | 57:30 | 66:15 | 70:30 | 75:45 | 49:30 | 30:45 | 67:15 | 53:15 | 65:00 | 90:15 | 64:15 | 42:45 | 63:15 | 70:15 | 70:15 | 97:15 | 56:30 | 30:45 | 59:00 | 54:45 | 48:30 | 74:15 | 41:00 | 34:15 | 56:15 | 62:30 | 66:00 | 90:30 | 69:30 | 40:45 | 105:45 | 74:45 | 59:45 | 75:45 | 44:30 | 12:45 | 33:00 | 27:45 | 26:30 | 13:45 | 33:15 | 25:15 | 44:45 | 47:00 | 56:30 | 73:30 | 47:30 | 26:00 | 52:45 | 51:45 | 48:00 | 73:45 | 53:00 | 27:15 | 33:30 | 38:15 | 37:15 | 13:45 | 38:00 | 26:45 | 58:30 | 48:15 | 51:45 | 77:15 | 53:15 | 28:15 | 56:30 | 58:15 | 59:15 | 77:15 | 49:45 | 16:15 | 53:00 | 47:45 | 43:30 | 70:45 | 44:45 | 29:15 | 44:45 | 47:00 | 56:30 | 73:30 | 52:30 | 26:00 | 52:45 | 43:15 | 48:00 | 73:45 | 53:00 | 27:15 | 32:30 | 26:45 | 37:15 | 13:45 | 38:00 | 26:45 | 57:30 | 36:45 | 51:45 | 77:15 | 53:15 | 28:15 | 49:00 | 46:45 | 51:30 | 77:15 | 56:45 | 16:15 | 47:00 | 36:30 | 41:15 | 69:15 | 38:15 | 37:15 | 49:15 | 43:00 | 41:30 | 77:00 | 53:45 | 23:45 | 44:45 | 51:30 | 40:45 | 78:45 | 35:45 | 29:45 | 29:30 | 27:00 | 45:45 | 16:45 | 29:45 | 22:30 | 61:30 | 51:15 | 48:45 | 91:15 | 37:00 | 25:30 | 43:45 | 64:00 | 51:15 | 86:00 | 42:30 | 47:30 | 38:15 | 36:00 | 46:45 | #REF! | #REF! | #REF! | #REF! | #REF! | #REF! | #REF! | #REF! | #REF! | #REF! | #REF! | 24:45 | 26:15 | 28:00 | 20:45 | 15:45 | 39:00 | 32:00 | 11:15 | 19:45 | 34:15 | 55:15 | 47:15 | 49:15 | 78:30 | 45:45 | 25:30 | 33:15 | 51:45 | 46:15 | 40:15 | 95:00 | 29:45 | 38:00 | 37:30 | 33:30 | 25:15 | 33:15 | 44:30 | 61:15 | 50:15 | 56:00 | 77:00 | 53:00 | 27:00 | 53:45 | 48:45 | 51:00 | 77:45 | 68:00 | 40:30 | 51:15 | 42:15 | 41:00 | 59:15 | 28:30 | 31:15 | 51:45 | 49:30 | 57:00 | 83:15 | 42:45 | 23:30 | 45:15 | 45:00 | 61:45 | 87:00 | 57:30 | 16:15 | 44:30 | 39:00 | 37:15 | 27:30 | 44:45 | 17:30 | 48:45 | 57:00 | 50:45 | 78:15 | 30:15 | 29:30 | 45:00 | 43:30 | 62:30 | 87:00 | 65:45 | 45:45 | 41:30 | 77:15 | 56:00 | 23:15 | 35:00 | 8:45 | 29:30 | 24:45 | 13:45 | 12:15 | 24:30 | 33:45 | 53:15 | 39:30 | 51:45 | 87:45 | 45:15 | 37:00 | 40:45 | 47:00 | 43:15 | 75:00 | 39:30 | 16:00 | 23:15 | 11:00 | 9:45 | 10:45 | 19:30 | 13:30 | 28:15 | 43:30 | 45:30 | 87:30 | 78:45 | 19:00 | 24:00 | 20:00 | 22:00 | 62:00 | 16:30 | 9:00 | 0:00 | 0:00 | 0:00 | 0:00 | 5:00 | 0:00 | 0:00 | 0:00 | 0:00 | 0:00 | 0:00 | 0:00 | 0:00 | 0:00 | 0:00 | 0:00 | 0:00 | 0:00 | 0:00 | 0:00 | 0:00 | 0:00 | 0:00 | 0:00 | 0:00 | 0:00 | 0:00 | 0:00 | 0:00 | 0:00 | 0:00 | 0:00 | 0:00 | 0:00 | 0:00 | 0:00 | 0:00 | 0:00 | 0:00 | 0:00 | 0:00 | 0:00 | 0:00 | 0:00 | 0:00 | 0:00 | 0:00 | 0:00 | 0:00 | 0:00 | 0:00 | 0:00 | 0:00 | 0:00 | 0:00 | 0:00 | 0:00 | 0:00 | 0:00 | 0:00 | 0:00 | 0:00 | 0:00 | 0:00 | 0:00 | 0:00 | 0:00 | 0:00 | 0:00 | 0:00 | 0:00 | 0:00 | 0:00 | 0:00 | 0:00 | 0:00 | 0:00 | 0:00 | 0:00 | 0:00 | 0:00 | 0:00 | 0:00 | 0:00 | 0:00 | 0:00 | 0:00 | 0:00 | 0:00 | 0:00 | 0:00 | 0:00 | 0:00 | 0:00 | 0:00 | 0:00 | 0:00 | 0:00 | 0:00 | 0:00 | 0:00 | 0:00 | 0:00 | 0:00 | 0:00 | 0:00 | 0:00 | 0:00 | 0:00 | 0:00 | 0:00 | 0:00 | 0:00 | 0:00 | 0:00 | 0:00 | 0:00 | 0:00 | 0:00 | 0:00 | 0:00 | 0:00 | 0:00 | 0:00 | 0:00 | 0:00 | 0:00 | 0:00 | 0:00 | 0:00 | 0:00 | 0:00 | 0:00 | 0:00 | 0:00 | 0:00 | 0:00 | 0:00 | 0:00 | 0:00 | 0:00 | 0:00 | 0:00 | 0:00 | 0:00 | 0:00 | 0:00 | 0:00 | 0:00 | 0:00 | 0:00 | 0:00 | 0:00 | 0:00 | 0:00 | 0:00 | 0:00 | 0:00 | 0:00 | 0:00 | 0:00 | 0:00 | 0:00 | 0:00 | 0:00 | 0:00 | 0:00 | 0:00 | 0:00 | 0:00 | 0:00 | 0:00 | 0:00 | 0:00 | 0:00 | 0:00 | 0:00 | 0:00 | 0:00 | 0:00 | 0:00 | 0:00 | 0:00
Project # | Thaw date | Project Code
Monthly/weekly | 1900-01-15 |  | 2019-06-24: 0.66667; 2019-06-25: 0; 2019-06-26: 0; 2019-06-27: 0; 2019-06-28: 0; 2019-06-29: 0; 2019-06-30: 0; 2019-07-01: 0.66667; 2019-07-02: 0; 2019-07-03: 0; 2019-07-04: 0; 2019-07-05: 0; 2019-07-06: 0; 2019-07-07: 0; 2019-07-08: 0.66667; 2019-07-09: 0; 2019-07-10: 0; 2019-07-11: 0; 2019-07-12: 0; 2019-07-13: 0; 2019-07-14: 0; 2019-07-15: 0.33333; 2019-07-16: 0; 2019-07-17: 0; 2019-07-18: 0; 2019-07-19: 0; 2019-07-20: 0; 2019-07-21: 0; 2019-07-22: 0.33333; 2019-07-23: 0; 2019-07-24: 0; 2019-07-25: 0; 2019-07-26: 0; 2019-07-27: 0; 2019-07-28: 0; 2019-07-29: 0.33333; 2019-07-30: 0; 2019-07-31: 0; 2019-08-01: 0; 2019-08-02: 0; 2019-08-03: 0; 2019-08-04: 0; 2019-08-05: 0.33333; 2019-08-06: 0; 2019-08-07: 0; 2019-08-08: 0; 2019-08-09: 0; 2019-08-10: 0; 2019-08-11: 0; 2019-08-12: 0.33333; 2019-08-13: 0; 2019-08-14: 0; 2019-08-15: 0; 2019-08-16: 0; 2019-08-17: 0; 2019-08-18: 0; 2019-08-19: 0.33333; 2019-08-20: 0; 2019-08-21: 0; 2019-08-22: 0; 2019-08-23: 0; 2019-08-24: 0; 2019-08-25: 0; 2019-08-26: 0.33333; 2019-08-27: 0; 2019-08-28: 0; 2019-08-29: 0; 2019-08-30: 0; 2019-08-31: 0; 2019-09-01: 0; 2019-09-02: 0.33333; 2019-09-03: 0; 2019-09-04: 0; 2019-09-05: 0; 2019-09-06: 0; 2019-09-07: 0; 2019-09-08: 0; 2019-09-09: 0.33333; 2019-09-10: 0; 2019-09-11: 0; 2019-09-12: 0; 2019-09-13: 0; 2019-09-14: 0; 2019-09-15: 0; 2019-09-16: 0.33333; 2019-09-17: 0; 2019-09-18: 0; 2019-09-19: 0; 2019-09-20: 0; 2019-09-21: 0; 2019-09-22: 0; 2019-09-23: 0.33333; 2019-09-24: 0; 2019-09-25: 0; 2019-09-26: 0; 2019-09-27: 0; 2019-09-28: 0; 2019-09-29: 0; 2019-09-30: 0.33333; 2019-10-01: 0; 2019-10-02: 0; 2019-10-03: 0; 2019-10-04: 0; 2019-10-05: 0; 2019-10-06: 0; 2019-10-07: 0.33333; 2019-10-08: 0; 2019-10-09: 0; 2019-10-10: 0; 2019-10-11: 0; 2019-10-12: 0; 2019-10-13: 0; 2019-10-14: 0.33333; 2019-10-15: 0; 2019-10-16: 0; 2019-10-17: 0; 2019-10-18: 0; 2019-10-19: 0; 2019-10-20: 0; 2019-10-21: 0.33333; 2019-10-22: 0; 2019-10-23: 0; 2019-10-24: 0; 2019-10-25: 0; 2019-10-26: 0; 2019-10-27: 0; 2019-10-28: 0.33333; 2019-10-29: 0; 2019-10-30: 0; 2019-10-31: 0; 2019-11-01: 0; 2019-11-02: 0; 2019-11-03: 0; 2019-11-04: 0.33333; 2019-11-05: 0; 2019-11-06: 0; 2019-11-07: 0; 2019-11-08: 0; 2019-11-09: 0; 2019-11-10: 0; 2019-11-11: 0.33333; 2019-11-12: 0; 2019-11-13: 0; 2019-11-14: 0; 2019-11-15: 0; 2019-11-16: 0; 2019-11-17: 0; 2019-11-18: 0.33333; 2019-11-19: 0; 2019-11-20: 0; 2019-11-21: 0; 2019-11-22: 0; 2019-11-23: 0; 2019-11-24: 0; 2019-11-25: 0.33333; 2019-11-26: 0; 2019-11-27: 0; 2019-11-28: 0; 2019-11-29: 0; 2019-11-30: 0; 2019-12-01: 0; 2019-12-02: 0.33333; 2019-12-03: 0; 2019-12-04: 0; 2019-12-05: 0; 2019-12-06: 0; 2019-12-07: 0; 2019-12-08: 0; 2019-12-09: 0.33333; 2019-12-10: 0; 2019-12-11: 0; 2019-12-12: 0; 2019-12-13: 0; 2019-12-14: 0; 2019-12-15: 0; 2019-12-16: 0.33333; 2019-12-17: 0; 2019-12-18: 0; 2019-12-19: 0; 2019-12-20: 0; 2019-12-21: 0; 2019-12-22: 0; 2019-12-23: 0.33333; 2019-12-24: 0; 2019-12-25: 0; 2019-12-26: 0; 2019-12-27: 0; 2019-12-28: 0; 2019-12-29: 0; 2019-12-30: 0.33333; 2019-12-31: 0; 2020-01-01: 0; 2020-01-02: 0; 2020-01-03: 0; 2020-01-04: 0; 2020-01-05: 0; 2020-01-06: 0.33333; 2020-01-07: 0; 2020-01-08: 0; 2020-01-09: 0; 2020-01-10: 0; 2020-01-11: 0; 2020-01-12: 0; 2020-01-13: 0.33333; 2020-01-14: 0; 2020-01-15: 0; 2020-01-16: 0; 2020-01-17: 0; 2020-01-18: 0; 2020-01-19: 0; 2020-01-20: 0.33333; 2020-01-21: 0; 2020-01-22: 0; 2020-01-23: 0; 2020-01-24: 0; 2020-01-25: 0; 2020-01-26: 0; 2020-01-27: 0; 2020-01-28: 0; 2020-01-29: 0; 2020-01-30: 0; 2020-01-31: 1900-01-03; 2020-02-01: 0; 2020-02-02: 0; 2020-02-03: 0; 2020-02-04: 0; 2020-02-05: 0; 2020-02-06: 0; 2020-02-07: 0; 2020-02-08: 0; 2020-02-09: 0; 2020-02-10: 0; 2020-02-11: 0; 2020-02-12: 0; 2020-02-13: 0; 2020-02-14: 0; 2020-02-15: 0; 2020-02-16: 0; 2020-02-17: 0; 2020-02-18: 0; 2020-02-19: 0; 2020-02-20: 0; 2020-02-21: 0; 2020-02-22: 0; 2020-02-23: 0; 2020-02-24: 0; 2020-02-25: 0; 2020-02-26: 0; 2020-02-27: 0; 2020-02-28: 0; 2020-02-29: 0; 2020-03-01: 0; 2020-03-02: 0; 2020-03-03: 0; 2020-03-04: 0; 2020-03-05: 0; 2020-03-06: 0; 2020-03-07: 0; 2020-03-08: 0; 2020-03-09: 0; 2020-03-10: 0; 2020-03-11: 0; 2020-03-12: 0; 2020-03-13: 0; 2020-03-14: 0; 2020-03-15: 0; 2020-03-16: 0; 2020-03-17: 0; 2020-03-18: 0; 2020-03-19: 0; 2020-03-20: 0; 2020-03-21: 0; 2020-03-22: 0; 2020-03-23: 0; 2020-03-24: 0; 2020-03-25: 0; 2020-03-26: 0; 2020-03-27: 0; 2020-03-28: 0; 2020-03-29: 0; 2020-03-30: 0; 2020-03-31: 0; 2020-04-01: 0; 2020-04-02: 0; 2020-04-03: 0; 2020-04-04: 0; 2020-04-05: 0; 2020-04-06: 0; 2020-04-07: 0; 2020-04-08: 0; 2020-04-09: 0; 2020-04-10: 0; 2020-04-11: 0; 2020-04-12: 0; 2020-04-13: 0; 2020-04-14: 0; 2020-04-15: 0; 2020-04-16: 0; 2020-04-17: 0; 2020-04-18: 0; 2020-04-19: 0; 2020-04-20: 0; 2020-04-21: 0; 2020-04-22: 0; 2020-04-23: 0; 2020-04-24: 0; 2020-04-25: 0; 2020-04-26: 0; 2020-04-27: 0; 2020-04-28: 0; 2020-04-29: 0; 2020-04-30: 0; 2020-05-01: 0; 2020-05-02: 0; 2020-05-03: 0; 2020-05-04: 0; 2020-05-05: 0; 2020-05-06: 0; 2020-05-07: 0; 2020-05-08: 0; 2020-05-09: 0; 2020-05-10: 0; 2020-05-11: 0; 2020-05-12: 0; 2020-05-13: 0; 2020-05-14: 0; 2020-05-15: 0; 2020-05-16: 0; 2020-05-17: 0; 2020-05-18: 0; 2020-05-19: 0; 2020-05-20: 0; 2020-05-21: 0; 2020-05-22: 0; 2020-05-23: 0; 2020-05-24: 0; 2020-05-25: 0; 2020-05-26: 0; 2020-05-27: 0; 2020-05-28: 0; 2020-05-29: 0; 2020-05-30: 0; 2020-05-31: 0; 2020-06-01: 0; 2020-06-02: 0; 2020-06-03: 0; 2020-06-04: 0; 2020-06-05: 0; 2020-06-06: 0; 2020-06-07: 0; 2020-06-08: 0; 2020-06-09: 0; 2020-06-10: 0; 2020-06-11: 0; 2020-06-12: 0; 2020-06-13: 0; 2020-06-14: 0; 2020-06-15: 0; 2020-06-16: 0; 2020-06-17: 0; 2020-06-18: 0; 2020-06-19: 0; 2020-06-20: 0; 2020-06-21: 0; 2020-06-22: 0; 2020-06-23: 0; 2020-06-24: 0; 2020-06-25: 0; 2020-06-26: 0; 2020-06-27: 0; 2020-06-28: 0; 2020-06-29: 0; 2020-06-30: 0; 2020-07-01: 0; 2020-07-02: 0; 2020-07-03: 0; 2020-07-04: 0; 2020-07-05: 0; 2020-07-06: 0; 2020-07-07: 0; 2020-07-08: 0; 2020-07-09: 0; 2020-07-10: 0; 2020-07-11: 0; 2020-07-12: 0; 2020-07-13: 0; 2020-07-14: 0; 2020-07-15: 0; 2020-07-16: 0; 2020-07-17: 0; 2020-07-18: 0; 2020-07-19: 0; 2020-07-20: 0; 2020-07-21: 0; 2020-07-22: 0; 2020-07-23: 0; 2020-07-24: 0; 2020-07-25: 0; 2020-07-26: 0; 2020-07-27: 0; 2020-07-28: 0; 2020-07-29: 0; 2020-07-30: 0; 2020-07-31: 0; 2020-08-01: 0; 2020-08-02: 0; 2020-08-03: 0; 2020-08-04: 0; 2020-08-05: 0; 2020-08-06: 0; 2020-08-07: 0; 2020-08-08: 0; 2020-08-09: 0; 2020-08-10: 0; 2020-08-11: 0; 2020-08-12: 0; 2020-08-13: 0; 2020-08-14: 0; 2020-08-15: 0; 2020-08-16: 0; 2020-08-17: 0; 2020-08-18: 0; 2020-08-19: 0; 2020-08-20: 0; 2020-08-21: 0; 2020-08-22: 0; 2020-08-23: 0; 2020-08-24: 0; 2020-08-25: 0; 2020-08-26: 0; 2020-08-27: 0; 2020-08-28: 0; 2020-08-29: 0; 2020-08-30: 0; 2020-08-31: 0; 2020-09-01: 0; 2020-09-02: 0; 2020-09-03: 0; 2020-09-04: 0; 2020-09-05: 0; 2020-09-06: 0; 2020-09-07: 0; 2020-09-08: 0; 2020-09-09: 0; 2020-09-10: 0; 2020-09-11: 0; 2020-09-12: 0; 2020-09-13: 0; 2020-09-14: 0; 2020-09-15: 0; 2020-09-16: 0; 2020-09-17: 0; 2020-09-18: 0; 2020-09-19: 0; 2020-09-20: 0; 2020-09-21: 0; 2020-09-22: 0; 2020-09-23: 0; 2020-09-24: 0; 2020-09-25: 0; 2020-09-26: 0; 2020-09-27: 0; 2020-09-28: 0; 2020-09-29: 0; 2020-09-30: 0; 2020-10-01: 0; 2020-10-02: 0; 2020-10-03: 0; 2020-10-04: 0; 2020-10-05: 0; 2020-10-06: 0; 2020-10-07: 0; 2020-10-08: 0; 2020-10-09: 0; 2020-10-10: 0; 2020-10-11: 0; 2020-10-12: 0; 2020-10-13: 0; 2020-10-14: 0; 2020-10-15: 0; 2020-10-16: 0; 2020-10-17: 0; 2020-10-18: 0; 2020-10-19: 0; 2020-10-20: 0; 2020-10-21: 0; 2020-10-22: 0; 2020-10-23: 0; 2020-10-24: 0; 2020-10-25: 0; 2020-10-26: 0; 2020-10-27: 0; 2020-10-28: 0; 2020-10-29: 0; 2020-10-30: 0; 2020-10-31: 0; 2020-11-01: 0; 2020-11-02: 0; 2020-11-03: 0; 2020-11-04: 0; 2020-11-05: 0; 2020-11-06: 0; 2020-11-07: 0; 2020-11-08: 0; 2020-11-09: 0; 2020-11-10: 0; 2020-11-11: 0; 2020-11-12: 0; 2020-11-13: 0; 2020-11-14: 0; 2020-11-15: 0; 2020-11-16: 0; 2020-11-17: 0; 2020-11-18: 0; 2020-11-19: 0; 2020-11-20: 0; 2020-11-21: 0; 2020-11-22: 0; 2020-11-23: 0; 2020-11-24: 0; 2020-11-25: 0; 2020-11-26: 0; 2020-11-27: 0; 2020-11-28: 0; 2020-11-29: 0; 2020-11-30: 0; 2020-12-01: 0; 2020-12-02: 0; 2020-12-03: 0; 2020-12-04: 0; 2020-12-05: 0; 2020-12-06: 0; 2020-12-07: 0; 2020-12-08: 0; 2020-12-09: 0; 2020-12-10: 0; 2020-12-11: 0; 2020-12-12: 0; 2020-12-13: 0; 2020-12-14: 0; 2020-12-15: 0; 2020-12-16: 0; 2020-12-17: 0; 2020-12-18: 0; 2020-12-19: 0; 2020-12-20: 0; 2020-12-21: 0; 2020-12-22: 0; 2020-12-23: 0; 2020-12-24: 0; 2020-12-25: 0; 2020-12-26: 0; 2020-12-27: 0; 2020-12-28: 0; 2020-12-29: 0; 2020-12-30: 0; 2020-12-31: 0; 2021-01-01: 0; 2021-01-02: 0; 2021-01-03: 0; 2021-01-04: 0; 2021-01-05: 0; 2021-01-06: 0; 2021-01-07: 0; 2021-01-08: 0; 2021-01-09: 0; 2021-01-10: 0; 2021-01-11: 0; 2021-01-12: 0; 2021-01-13: 0; 2021-01-14: 0; 2021-01-15: 0; 2021-01-16: 0; 2021-01-17: 0; 2021-01-18: 0; 2021-01-19: 0; 2021-01-20: 0; 2021-01-21: 0; 2021-01-22: 0; 2021-01-23: 0; 2021-01-24: 0; 2021-01-25: 0; 2021-01-26: 0; 2021-01-27: 0; 2021-01-28: 0; 2021-01-29: 0; 2021-01-30: 0; 2021-01-31: 0; 2021-02-01: 0; 2021-02-02: 0; 2021-02-03: 0; 2021-02-04: 0; 2021-02-05: 0; 2021-02-06: 0; 2021-02-07: 0; 2021-02-08: 0; 2021-02-09: 0; 2021-02-10: 0; 2021-02-11: 0; 2021-02-12: 0; 2021-02-13: 0; 2021-02-14: 0; 2021-02-15: 0; 2021-02-16: 0; 2021-02-17: 0; 2021-02-18: 0; 2021-02-19: 0; 2021-02-20: 0; 2021-02-21: 0; 2021-02-22: 0; 2021-02-23: 0; 2021-02-24: 0; 2021-02-25: 0; 2021-02-26: 0; 2021-02-27: 0; 2021-02-28: 0; 2021-03-01: 0; 2021-03-02: 0; 2021-03-03: 0; 2021-03-04: 0; 2021-03-05: 0; 2021-03-06: 0; 2021-03-07: 0; 2021-03-08: 0; 2021-03-09: 0; 2021-03-10: 0; 2021-03-11: 0; 2021-03-12: 0; 2021-03-13: 0; 2021-03-14: 0; 2021-03-15: 0; 2021-03-16: 0; 2021-03-17: 0; 2021-03-18: 0; 2021-03-19: 0; 2021-03-20: 0; 2021-03-21: 0; 2021-03-22: 0; 2021-03-23: 0; 2021-03-24: 0; 2021-03-25: 0; 2021-03-26: 0; 2021-03-27: 0; 2021-03-28: 0; 2021-03-29: 0; 2021-03-30: 0; 2021-03-31: 0; 2021-04-01: 0; 2021-04-02: 0; 2021-04-03: 0; 2021-04-04: 0; 2021-04-05: 0; 2021-04-06: 0; 2021-04-07: 0; 2021-04-08: 0; 2021-04-09: 0; 2021-04-10: 0; 2021-04-11: 0
Weekly | 1900-01-15 |  | 2019-07-01: 0.66667; 2019-07-03: 0; 2019-07-04: 0; 2019-07-05: 0; 2019-07-06: 0; 2019-07-07: 0.027778; 2019-07-08: 0; 2019-07-09: 0; 2019-07-10: 0; 2019-07-11: 0; 2019-07-12: 0; 2019-07-13: 0; 2019-07-14: 0; 2019-07-15: 0; 2019-07-16: 0; 2019-07-17: 0; 2019-07-18: 0; 2019-07-19: 0; 2019-07-20: 0; 2019-07-21: 0; 2019-07-22: 0; 2019-07-23: 0; 2019-07-24: 0; 2019-07-25: 0; 2019-07-26: 0; 2019-07-27: 0; 2019-07-28: 0; 2019-07-29: 0; 2019-07-30: 0; 2019-07-31: 0; 2019-08-01: 0.66667; 2019-08-02: 0; 2019-08-03: 0; 2019-08-04: 0; 2019-08-05: 0; 2019-08-06: 0; 2019-08-07: 0; 2019-08-08: 0; 2019-09-01: 0.66667; 2019-10-01: 0.66667; 2019-10-21: 0.66667; 2019-11-01: 0.66667; 2019-12-01: 0.66667; 2020-01-01: 0.66667
50.573 | 2019-05-15 | 50 | 2019-05-15: 5:00; 2019-05-16: 0:00; 2019-05-17: 0:15; 2019-05-18: 3:30; 2019-05-19: 0:00; 2019-05-20: 2:15; 2019-05-21: 7:00; 2019-05-22: 4:00; 2019-05-23: 10:15; 2019-05-24: 8:00; 2019-05-25: 0:00; 2019-05-26: 0:15; 2019-05-27: 8:00; 2019-05-28: 0:00; 2019-05-29: 0:15; 2019-05-30: 8:00; 2019-05-31: 9:00; 2019-06-01: 8:00; 2019-06-02: 9:15; 2019-06-03: 13:00; 2019-06-04: 7:30; 2019-06-05: 13:45; 2019-06-06: 16:45; 2019-06-07: 16:30; 2019-06-08: 12:45; 2019-06-09: 7:00; 2019-06-10: 3:30; 2019-06-11: 4:00; 2019-06-12: 3:00; 2019-06-13: 3:00; 2019-06-14: 3:00; 2019-06-15: 3:15; 2019-06-16: 4:15; 2019-06-17: 15:15; 2019-06-18: 15:15; 2019-06-19: 15:15; 2019-06-20: 52:00; 2019-06-21: 18:00; 2019-06-22: 2:00; 2019-06-23: #REF!; 2019-06-24: #REF!; 2019-06-25: #REF!; 2019-06-26: #REF!; 2019-06-27: #REF!; 2019-06-28: #REF!; 2019-06-29: #REF!; 2019-06-30: 0:00; 2019-07-01: 0:00
11.531 | 2019-05-20 | 11 | 2019-05-15: 0:00; 2019-05-16: 0:00; 2019-05-17: 0:00; 2019-05-18: 0:00; 2019-05-19: 5:45; 2019-05-20: 10:00; 2019-05-21: 0:00; 2019-05-22: 0:00; 2019-05-23: 9:45; 2019-05-24: 0:00; 2019-05-25: 0:00; 2019-05-26: 0:00; 2019-05-27: 10:00; 2019-05-28: 4:00; 2019-05-29: 8:00; 2019-05-30: 11:15; 2019-05-31: 0:00; 2019-06-01: 0:00; 2019-06-02: 0:00; 2019-06-03: 8:45; 2019-06-04: 13:30; 2019-06-05: 13:15; 2019-06-06: 13:00; 2019-06-07: 6:00; 2019-06-08: 14:30; 2019-06-09: 14:15; 2019-06-10: 15:00; 2019-06-11: 18:45; 2019-06-12: 20:00; 2019-06-13: 6:45; 2019-06-14: 14:30; 2019-06-15: 11:00; 2019-06-16: 7:00; 2019-06-17: 5:00; 2019-06-18: 5:00; 2019-06-19: 5:00; 2019-06-20: 5:00; 2019-06-21: 5:00; 2019-06-22: 17:00; 2019-06-23: 17:00; 2019-06-24: 17:00; 2019-06-25: 17:00; 2019-06-26: 17:15; 2019-06-27: 54:00; 2019-06-28: 20:00; 2019-06-29: 4:00; 2019-06-30: 2:00; 2019-07-01: 0:00; 2019-07-02: 0:00; 2019-07-03: 0:00; 2019-07-04: 0:00; 2019-07-05: 5:00; 2019-07-06: 5:00; 2019-07-07: 0:00; 2019-07-08: 0:00; 2019-07-09: 0:00; 2019-07-10: 0:00; 2019-07-11: 0:00; 2019-07-12: 0:00; 2019-07-13: 0:00
62.516 | 2019-05-24 | 62 | 2019-05-15: #REF!; 2019-05-16: #REF!; 2019-05-17: #REF!; 2019-05-18: #REF!; 2019-05-19: #REF!; 2019-05-20: #REF!; 2019-05-21: #REF!; 2019-05-22: 0:00; 2019-05-23: 3:15; 2019-05-24: 7:00; 2019-05-25: 0:00; 2019-05-26: 0:00; 2019-05-27: 0:15; 2019-05-28: 5:30; 2019-05-29: 0:00; 2019-05-30: 2:15; 2019-05-31: 8:00; 2019-06-01: 4:00; 2019-06-02: 9:00; 2019-06-03: 0:15; 2019-06-04: 5:00; 2019-06-05: 0:00; 2019-06-06: 0:15; 2019-06-07: 5:30; 2019-06-08: 0:00; 2019-06-09: 0:15; 2019-06-10: 6:30; 2019-06-11: 0:00; 2019-06-12: 9:30; 2019-06-13: 6:00; 2019-06-14: 9:45; 2019-06-15: 12:00; 2019-06-16: 9:30; 2019-06-17: 13:45; 2019-06-18: 14:15; 2019-06-19: 16:30; 2019-06-20: 13:15; 2019-06-21: 7:00; 2019-06-22: 3:30; 2019-06-23: 5:30; 2019-06-24: 3:30; 2019-06-25: 3:00; 2019-06-26: 5:30; 2019-06-27: 3:00; 2019-06-28: 4:00; 2019-06-29: 17:45; 2019-06-30: 17:45; 2019-07-01: 17:45; 2019-07-02: 17:30; 2019-07-03: 17:30; 2019-07-04: 52:00; 2019-07-05: 4:00; 2019-07-06: 6:00; 2019-07-07: 2:00; 2019-07-08: 0:00; 2019-07-09: 0:00; 2019-07-10: 0:00; 2019-07-11: 4:00; 2019-07-12: 0:00; 2019-07-13: 0:00
50.982 | 2019-06-05 | 50 | 2019-05-22: 8:30; 2019-05-23: 0:00; 2019-05-24: 0:00; 2019-05-25: 0:00; 2019-05-26: 0:00; 2019-05-27: 0:00; 2019-05-28: 0:00; 2019-05-29: 0:00; 2019-05-30: 0:00; 2019-05-31: 0:00; 2019-06-01: 0:00; 2019-06-02: 0:00; 2019-06-03: 0:00; 2019-06-04: 4:15; 2019-06-05: 5:00; 2019-06-06: 0:00; 2019-06-07: 0:15; 2019-06-08: 3:30; 2019-06-09: 0:00; 2019-06-10: 2:15; 2019-06-11: 7:00; 2019-06-12: 4:00; 2019-06-13: 10:15; 2019-06-14: 8:00; 2019-06-15: 0:00; 2019-06-16: 0:15; 2019-06-17: 8:00; 2019-06-18: 0:00; 2019-06-19: 0:15; 2019-06-20: 8:00; 2019-06-21: 9:00; 2019-06-22: 8:00; 2019-06-23: 9:15; 2019-06-24: 13:00; 2019-06-25: 7:30; 2019-06-26: 13:45; 2019-06-27: 16:45; 2019-06-28: 16:30; 2019-06-29: 12:45; 2019-06-30: 7:00; 2019-07-01: 3:30; 2019-07-02: 4:00; 2019-07-03: 3:00; 2019-07-04: 3:00; 2019-07-05: 3:00; 2019-07-06: 3:15; 2019-07-07: 4:15; 2019-07-08: 15:15; 2019-07-09: 15:15; 2019-07-10: 15:15; 2019-07-11: 52:00; 2019-07-12: 18:00; 2019-07-13: 2:00; 2019-07-14: #REF!; 2019-07-21: 0:00; 2019-07-22: 0:00; 2019-07-23: 0:00; 2019-07-24: 0:00; 2019-07-25: 0:00; 2019-07-26: 5:00; 2019-07-27: 0:00; 2019-07-28: 0:00; 2019-07-29: 0:00; 2019-07-30: 0:00; 2019-07-31: 0:00; 2019-08-01: 0:00; 2019-08-02: 0:00; 2019-08-03: 0:00
50.574 | 2019-06-12 | 50 | 2019-05-29: 8:30; 2019-05-30: 0:00; 2019-05-31: 0:00; 2019-06-01: 0:00; 2019-06-02: 0:00; 2019-06-03: 0:00; 2019-06-04: 0:00; 2019-06-05: 0:00; 2019-06-06: 0:00; 2019-06-07: 0:00; 2019-06-08: 0:00; 2019-06-09: 0:00; 2019-06-10: 0:00; 2019-06-11: 4:15; 2019-06-12: 5:00; 2019-06-13: 0:00; 2019-06-14: 0:15; 2019-06-15: 3:30; 2019-06-16: 0:00; 2019-06-17: 2:15; 2019-06-18: 7:00; 2019-06-19: 4:00; 2019-06-20: 10:15; 2019-06-21: 8:00; 2019-06-22: 0:00; 2019-06-23: 0:15; 2019-06-24: 8:00; 2019-06-25: 0:00; 2019-06-26: 0:15; 2019-06-27: 8:00; 2019-06-28: 9:00; 2019-06-29: 8:00; 2019-06-30: 9:15; 2019-07-01: 13:00; 2019-07-02: 7:30; 2019-07-03: 13:45; 2019-07-04: 16:45; 2019-07-05: 16:30; 2019-07-06: 12:45; 2019-07-07: 7:00; 2019-07-08: 3:30; 2019-07-09: 4:00; 2019-07-10: 3:00; 2019-07-11: 3:00; 2019-07-12: 3:00; 2019-07-13: 3:15; 2019-07-14: 4:15; 2019-07-15: 15:15; 2019-07-16: 15:15; 2019-07-17: 15:15; 2019-07-18: 52:00; 2019-07-19: 18:00; 2019-07-20: 2:00; 2019-07-21: 0:00; 2019-07-22: 0:00; 2019-07-23: 0:00; 2019-07-24: 0:00; 2019-07-25: 0:00; 2019-07-26: 5:00; 2019-07-27: 0:00; 2019-07-28: 0:00; 2019-07-29: 0:00; 2019-07-30: 0:00; 2019-07-31: 0:00; 2019-08-01: 0:00; 2019-08-02: 5:00; 2019-08-03: 0:00
52.524 | 2019-06-13 | 52 | 2019-06-13: #REF!; 2019-06-14: #REF!; 2019-06-15: #REF!; 2019-06-16: #REF!; 2019-06-17: #REF!; 2019-06-18: #REF!; 2019-06-19: #REF!; 2019-06-20: #REF!; 2019-06-21: #REF!; 2019-06-22: #REF!; 2019-06-23: #REF!; 2019-06-24: #REF!; 2019-06-25: #REF!; 2019-06-26: #REF!; 2019-06-27: #REF!; 2019-06-28: #REF!; 2019-06-29: #REF!; 2019-06-30: #REF!; 2019-07-01: #REF!; 2019-07-02: #REF!; 2019-07-03: #REF!; 2019-07-04: #REF!; 2019-07-05: #REF!; 2019-07-06: #REF!; 2019-07-07: #REF!; 2019-07-08: #REF!; 2019-07-09: #REF!; 2019-07-10: #REF!; 2019-07-11: #REF!; 2019-07-12: #REF!; 2019-07-13: #REF!; 2019-07-14: #REF!; 2019-07-15: #REF!; 2019-07-16: #REF!; 2019-07-17: #REF!; 2019-07-18: #REF!; 2019-07-19: #REF!; 2019-07-20: #REF!; 2019-07-21: #REF!; 2019-07-22: #REF!; 2019-07-23: #REF!; 2019-07-24: #REF!; 2019-07-25: #REF!; 2019-07-26: #REF!; 2019-07-27: #REF!; 2019-07-28: #REF!; 2019-07-29: #REF!; 2019-07-30: #REF!; 2019-07-31: #REF!; 2019-08-01: #REF!; 2019-08-02: #REF!; 2019-08-03: #REF!
50.575 | 2019-06-26 | 50 | 2019-06-13: 0:00; 2019-06-14: 0:00; 2019-06-15: 0:00; 2019-06-16: 0:00; 2019-06-17: 0:00; 2019-06-18: 0:00; 2019-06-19: 0:00; 2019-06-20: 0:00; 2019-06-21: 0:00; 2019-06-22: 0:00; 2019-06-23: 0:00; 2019-06-24: 0:00; 2019-06-25: 4:15; 2019-06-26: 5:00; 2019-06-27: 0:00; 2019-06-28: 0:15; 2019-06-29: 3:30; 2019-06-30: 0:00; 2019-07-01: 2:15; 2019-07-02: 7:00; 2019-07-03: 4:00; 2019-07-04: 10:15; 2019-07-05: 8:00; 2019-07-06: 0:00; 2019-07-07: 0:15; 2019-07-08: 8:00; 2019-07-09: 0:00; 2019-07-10: 0:15; 2019-07-11: 8:00; 2019-07-12: 9:00; 2019-07-13: 8:00; 2019-07-14: 9:15; 2019-07-15: 13:00; 2019-07-16: 7:30; 2019-07-17: 13:45; 2019-07-18: 16:45; 2019-07-19: 16:30; 2019-07-20: 12:45; 2019-07-21: 7:00; 2019-07-22: 3:30; 2019-07-23: 4:00; 2019-07-24: 3:00; 2019-07-25: 3:00; 2019-07-26: 3:00; 2019-07-27: 3:15; 2019-07-28: 4:15; 2019-07-29: 15:15; 2019-07-30: 15:15; 2019-07-31: 15:15; 2019-08-01: 52:00; 2019-08-02: 18:00; 2019-08-03: 2:00; 2019-08-04: 0:00; 2019-08-05: 0:00; 2019-08-06: 0:00; 2019-08-07: 0:00; 2019-08-08: 0:00; 2019-08-09: 5:00; 2019-08-10: 0:00; 2019-08-11: 0:00; 2019-08-12: 0:00; 2019-08-13: 0:00; 2019-08-14: 0:00; 2019-08-15: 0:00; 2019-08-16: 0:00; 2019-08-17: 0:00
50.983 | 2019-07-03 | 50 | 2019-06-21: 0:00; 2019-06-22: 0:00; 2019-06-23: 0:00; 2019-06-24: 0:00; 2019-06-25: 0:00; 2019-06-26: 0:00; 2019-06-27: 0:00; 2019-06-28: 0:00; 2019-06-29: 0:00; 2019-06-30: 0:00; 2019-07-01: 0:00; 2019-07-02: 4:15; 2019-07-03: 5:00; 2019-07-04: 0:00; 2019-07-05: 0:15; 2019-07-06: 3:30; 2019-07-07: 0:00; 2019-07-08: 2:15; 2019-07-09: 7:00; 2019-07-10: 4:00; 2019-07-11: 10:15; 2019-07-12: 8:00; 2019-07-13: 0:00; 2019-07-14: 0:15; 2019-07-15: 8:00; 2019-07-16: 0:00; 2019-07-17: 0:15; 2019-07-18: 8:00; 2019-07-19: 9:00; 2019-07-20: 8:00; 2019-07-21: 9:15; 2019-07-22: 13:00; 2019-07-23: 7:30; 2019-07-24: 13:45; 2019-07-25: 16:45; 2019-07-26: 16:30; 2019-07-27: 12:45; 2019-07-28: 7:00; 2019-07-29: 3:30; 2019-07-30: 4:00; 2019-07-31: 3:00; 2019-08-01: 3:00; 2019-08-02: 3:00; 2019-08-03: 3:15; 2019-08-04: 4:15; 2019-08-05: 15:15; 2019-08-06: 15:15; 2019-08-07: 15:15; 2019-08-08: 52:00; 2019-08-09: 18:00; 2019-08-10: 2:00; 2019-08-11: 0:00; 2019-08-12: 0:00; 2019-08-13: 0:00; 2019-08-14: 0:00; 2019-08-15: 0:00; 2019-08-16: 5:00; 2019-08-17: 0:00; 2019-08-18: 0:00; 2019-08-19: 0:00; 2019-08-20: 0:00; 2019-08-21: 0:00; 2019-08-22: 0:00; 2019-08-23: 5:00; 2019-08-24: 0:00; 2019-08-25: 0:00; 2019-08-26: 0:00; 2019-08-27: 0:00; 2019-08-28: 0:00; 2019-08-29: 0:00; 2019-08-30: 0:00; 2019-08-31: 0:00; 2019-09-01: 0:00; 2019-09-02: 0:00; 2019-09-03: 0:00
52.525 | 2019-07-04 | 52 | 2019-06-19: #REF!; 2019-06-20: #REF!; 2019-06-21: #REF!; 2019-06-22: #REF!; 2019-06-23: #REF!; 2019-06-24: #REF!; 2019-06-25: #REF!; 2019-06-26: #REF!; 2019-06-27: #REF!; 2019-06-28: #REF!; 2019-06-29: #REF!; 2019-06-30: #REF!; 2019-07-01: #REF!; 2019-07-02: #REF!; 2019-07-03: #REF!; 2019-07-04: #REF!; 2019-07-05: #REF!; 2019-07-06: #REF!; 2019-07-07: #REF!; 2019-07-08: #REF!; 2019-07-09: #REF!; 2019-07-10: #REF!; 2019-07-11: #REF!; 2019-07-12: #REF!; 2019-07-13: #REF!; 2019-07-14: #REF!; 2019-07-15: #REF!; 2019-07-16: #REF!; 2019-07-17: #REF!; 2019-07-18: #REF!; 2019-07-19: #REF!; 2019-07-20: #REF!; 2019-07-21: #REF!; 2019-07-22: #REF!; 2019-07-23: #REF!; 2019-07-24: #REF!; 2019-07-25: #REF!; 2019-07-26: #REF!; 2019-07-27: #REF!; 2019-07-28: #REF!; 2019-07-29: #REF!; 2019-07-30: #REF!; 2019-07-31: #REF!; 2019-08-01: #REF!; 2019-08-02: #REF!; 2019-08-03: #REF!; 2019-08-04: #REF!; 2019-08-05: #REF!; 2019-08-06: #REF!; 2019-08-07: #REF!; 2019-08-08: #REF!; 2019-08-09: #REF!; 2019-08-10: #REF!; 2019-08-11: #REF!; 2019-08-12: #REF!; 2019-08-13: #REF!; 2019-08-14: #REF!; 2019-08-15: #REF!; 2019-08-16: #REF!; 2019-08-17: #REF!; 2019-08-18: #REF!; 2019-08-19: #REF!; 2019-08-20: #REF!; 2019-08-21: #REF!; 2019-08-22: #REF!; 2019-08-23: #REF!; 2019-08-24: #REF!; 2019-08-25: #REF!; 2019-08-26: #REF!; 2019-08-27: #REF!; 2019-08-28: #REF!; 2019-08-29: #REF!; 2019-08-30: #REF!; 2019-08-31: #REF!; 2019-09-01: #REF!; 2019-09-02: #REF!; 2019-09-03: #REF!
50.576 | 2019-07-18 | 50 | 2019-07-03: 8:30; 2019-07-04: 0:00; 2019-07-05: 0:00; 2019-07-06: 0:00; 2019-07-07: 0:00; 2019-07-08: 0:00; 2019-07-09: 0:00; 2019-07-10: 0:00; 2019-07-11: 0:00; 2019-07-12: 0:00; 2019-07-13: 0:00; 2019-07-14: 0:00; 2019-07-15: 0:00; 2019-07-16: 4:15; 2019-07-17: 5:00; 2019-07-18: 0:00; 2019-07-19: 0:15; 2019-07-20: 3:30; 2019-07-21: 0:00; 2019-07-22: 2:15; 2019-07-23: 7:00; 2019-07-24: 4:00; 2019-07-25: 10:15; 2019-07-26: 8:00; 2019-07-27: 0:00; 2019-07-28: 0:15; 2019-07-29: 8:00; 2019-07-30: 0:00; 2019-07-31: 0:15; 2019-08-01: 8:00; 2019-08-02: 9:00; 2019-08-03: 8:00; 2019-08-04: 9:15; 2019-08-05: 13:00; 2019-08-06: 7:30; 2019-08-07: 13:45; 2019-08-08: 16:45; 2019-08-09: 16:30; 2019-08-10: 12:45; 2019-08-11: 7:00; 2019-08-12: 3:30; 2019-08-13: 4:00; 2019-08-14: 3:00; 2019-08-15: 3:00; 2019-08-16: 3:00; 2019-08-17: 3:15; 2019-08-18: 4:15; 2019-08-19: 15:15; 2019-08-20: 15:15; 2019-08-21: 15:15; 2019-08-22: 52:00; 2019-08-23: 18:00; 2019-08-24: 2:00; 2019-08-25: 0:00; 2019-08-26: 0:00; 2019-08-27: 0:00; 2019-08-28: 0:00; 2019-08-29: 0:00; 2019-08-30: 5:00; 2019-08-31: 0:00; 2019-09-01: 0:00; 2019-09-02: 0:00; 2019-09-03: 0:00
52.903 | 2019-07-17 | 52 | 2019-07-03: #REF!; 2019-07-04: #REF!; 2019-07-05: #REF!; 2019-07-06: #REF!; 2019-07-07: #REF!; 2019-07-08: #REF!; 2019-07-09: #REF!; 2019-07-10: #REF!; 2019-07-11: #REF!; 2019-07-12: #REF!; 2019-07-13: #REF!; 2019-07-14: #REF!; 2019-07-15: #REF!; 2019-07-16: #REF!; 2019-07-17: #REF!; 2019-07-18: #REF!; 2019-07-19: #REF!; 2019-07-20: #REF!; 2019-07-21: #REF!; 2019-07-22: #REF!; 2019-07-23: #REF!; 2019-07-24: #REF!; 2019-07-25: #REF!; 2019-07-26: #REF!; 2019-07-27: #REF!; 2019-07-28: #REF!; 2019-07-29: #REF!; 2019-07-30: #REF!; 2019-07-31: #REF!; 2019-08-01: #REF!; 2019-08-02: #REF!; 2019-08-03: #REF!; 2019-08-04: #REF!; 2019-08-05: #REF!; 2019-08-06: #REF!; 2019-08-07: #REF!; 2019-08-08: #REF!; 2019-08-09: #REF!; 2019-08-10: #REF!; 2019-08-11: #REF!; 2019-08-12: #REF!; 2019-08-13: #REF!; 2019-08-14: #REF!; 2019-08-15: #REF!; 2019-08-16: #REF!; 2019-08-17: #REF!; 2019-08-18: #REF!; 2019-08-19: #REF!; 2019-08-20: #REF!; 2019-08-21: #REF!; 2019-08-22: #REF!; 2019-08-23: #REF!; 2019-08-24: #REF!; 2019-08-25: #REF!; 2019-08-26: #REF!; 2019-08-27: #REF!; 2019-08-28: #REF!; 2019-08-29: #REF!; 2019-08-30: #REF!; 2019-08-31: #REF!; 2019-09-01: #REF!; 2019-09-02: #REF!; 2019-09-03: #REF!; 2019-09-04: #REF!; 2019-09-05: #REF!; 2019-09-06: #REF!; 2019-09-07: #REF!; 2019-09-08: #REF!; 2019-09-09: #REF!; 2019-09-10: #REF!; 2019-09-11: #REF!; 2019-09-12: #REF!
62.517 | 2019-07-26 | 62 | 2019-07-12: 6:30; 2019-07-13: #REF!; 2019-07-14: #REF!; 2019-07-15: #REF!; 2019-07-16: #REF!; 2019-07-17: #REF!; 2019-07-18: #REF!; 2019-07-19: #REF!; 2019-07-20: #REF!; 2019-07-21: #REF!; 2019-07-22: #REF!; 2019-07-23: #REF!; 2019-07-24: 0:00; 2019-07-25: 3:15; 2019-07-26: 7:00; 2019-07-27: 0:00; 2019-07-28: 0:00; 2019-07-29: 0:15; 2019-07-30: 5:30; 2019-07-31: 0:00; 2019-08-01: 2:15; 2019-08-02: 8:00; 2019-08-03: 4:00; 2019-08-04: 9:00; 2019-08-05: 0:15; 2019-08-06: 5:00; 2019-08-07: 0:00; 2019-08-08: 0:15; 2019-08-09: 5:30; 2019-08-10: 0:00; 2019-08-11: 0:15; 2019-08-12: 6:30; 2019-08-13: 0:00; 2019-08-14: 9:30; 2019-08-15: 6:00; 2019-08-16: 9:45; 2019-08-17: 12:00; 2019-08-18: 9:30; 2019-08-19: 13:45; 2019-08-20: 14:15; 2019-08-21: 16:30; 2019-08-22: 13:15; 2019-08-23: 7:00; 2019-08-24: 3:30; 2019-08-25: 5:30; 2019-08-26: 3:30; 2019-08-27: 3:00; 2019-08-28: 5:30; 2019-08-29: 3:00; 2019-08-30: 4:00; 2019-08-31: 17:45; 2019-09-01: 17:45; 2019-09-02: 17:45; 2019-09-03: 17:30; 2019-09-04: 17:30; 2019-09-05: 52:00; 2019-09-06: 4:00; 2019-09-07: 6:00; 2019-09-08: 2:00; 2019-09-09: 0:00; 2019-09-10: 0:00; 2019-09-11: 0:00; 2019-09-12: 4:00; 2019-09-13: 0:00; 2019-09-14: 0:00; 2019-09-15: 0:00; 2019-09-16: 0:00; 2019-09-17: 0:00
50.577 | 2019-08-07 | 50 | 2019-07-24: 8:30; 2019-07-25: 0:00; 2019-07-26: 0:00; 2019-07-27: 0:00; 2019-07-28: 0:00; 2019-07-29: 0:00; 2019-07-30: 0:00; 2019-07-31: 0:00; 2019-08-01: 0:00; 2019-08-02: 0:00; 2019-08-03: 0:00; 2019-08-04: 0:00; 2019-08-05: 0:00; 2019-08-06: 4:15; 2019-08-07: 5:00; 2019-08-08: 0:00; 2019-08-09: 0:15; 2019-08-10: 3:30; 2019-08-11: 0:00; 2019-08-12: 2:15; 2019-08-13: 7:00; 2019-08-14: 4:00; 2019-08-15: 10:15; 2019-08-16: 8:00; 2019-08-17: 0:00; 2019-08-18: 0:15; 2019-08-19: 8:00; 2019-08-20: 0:00; 2019-08-21: 0:15; 2019-08-22: 8:00; 2019-08-23: 9:00; 2019-08-24: 8:00; 2019-08-25: 9:15; 2019-08-26: 13:00; 2019-08-27: 7:30; 2019-08-28: 13:45; 2019-08-29: 16:45; 2019-08-30: 16:30; 2019-08-31: 12:45; 2019-09-01: 7:00; 2019-09-02: 3:30; 2019-09-03: 4:00; 2019-09-04: 3:00; 2019-09-05: 3:00; 2019-09-06: 3:00; 2019-09-07: 3:15; 2019-09-08: 4:15; 2019-09-09: 15:15; 2019-09-10: 15:15; 2019-09-11: 15:15; 2019-09-12: 52:00; 2019-09-13: 18:00; 2019-09-14: 2:00; 2019-09-15: 0:00; 2019-09-16: 0:00; 2019-09-17: 0:00; 2019-09-18: 0:00
52.526 | 2019-08-08 | 52 | 2019-07-24: #REF!; 2019-07-25: #REF!; 2019-07-26: #REF!; 2019-07-27: #REF!; 2019-07-28: #REF!; 2019-07-29: #REF!; 2019-07-30: #REF!; 2019-07-31: #REF!; 2019-08-01: #REF!; 2019-08-02: #REF!; 2019-08-03: #REF!; 2019-08-04: #REF!; 2019-08-05: #REF!; 2019-08-06: #REF!; 2019-08-07: #REF!; 2019-08-08: #REF!; 2019-08-09: #REF!; 2019-08-10: #REF!; 2019-08-11: #REF!; 2019-08-12: #REF!; 2019-08-13: #REF!; 2019-08-14: #REF!; 2019-08-15: #REF!; 2019-08-16: #REF!; 2019-08-17: #REF!; 2019-08-18: #REF!; 2019-08-19: #REF!; 2019-08-20: #REF!; 2019-08-21: #REF!; 2019-08-22: #REF!; 2019-08-23: #REF!; 2019-08-24: #REF!; 2019-08-25: #REF!; 2019-08-26: #REF!; 2019-08-27: #REF!; 2019-08-28: #REF!; 2019-08-29: #REF!; 2019-08-30: #REF!; 2019-08-31: #REF!; 2019-09-01: #REF!; 2019-09-02: #REF!; 2019-09-03: #REF!; 2019-09-04: #REF!; 2019-09-05: #REF!; 2019-09-06: #REF!; 2019-09-07: #REF!; 2019-09-08: #REF!; 2019-09-09: #REF!; 2019-09-10: #REF!; 2019-09-11: #REF!; 2019-09-12: #REF!; 2019-09-13: #REF!; 2019-09-14: #REF!; 2019-09-15: #REF!; 2019-09-16: #REF!; 2019-09-17: #REF!; 2019-09-18: #REF!; 2019-09-19: #REF!; 2019-09-20: #REF!; 2019-09-21: #REF!; 2019-09-22: #REF!; 2019-09-23: #REF!; 2019-09-24: #REF!; 2019-09-25: #REF!; 2019-09-26: #REF!; 2019-09-27: #REF!; 2019-09-28: #REF!; 2019-09-29: #REF!; 2019-09-30: #REF!; 2019-10-01: #REF!; 2019-10-02: #REF!; 2019-10-03: #REF!; 2019-10-04: #REF!
52.527 | 2019-08-16 | 52 | 2019-07-31: #REF!; 2019-08-01: #REF!; 2019-08-02: #REF!; 2019-08-03: #REF!; 2019-08-04: #REF!; 2019-08-05: #REF!; 2019-08-06: #REF!; 2019-08-07: #REF!; 2019-08-08: #REF!; 2019-08-09: #REF!; 2019-08-10: #REF!; 2019-08-11: #REF!; 2019-08-12: #REF!; 2019-08-13: #REF!; 2019-08-14: #REF!; 2019-08-15: #REF!; 2019-08-16: #REF!; 2019-08-17: #REF!; 2019-08-18: #REF!; 2019-08-19: #REF!; 2019-08-20: #REF!; 2019-08-21: #REF!; 2019-08-22: #REF!; 2019-08-23: #REF!; 2019-08-24: #REF!; 2019-08-25: #REF!; 2019-08-26: #REF!; 2019-08-27: #REF!; 2019-08-28: #REF!; 2019-08-29: #REF!; 2019-08-30: #REF!; 2019-08-31: #REF!; 2019-09-01: #REF!; 2019-09-02: #REF!; 2019-09-03: #REF!; 2019-09-04: #REF!; 2019-09-05: #REF!; 2019-09-06: #REF!; 2019-09-07: #REF!; 2019-09-08: #REF!; 2019-09-09: #REF!; 2019-09-10: #REF!; 2019-09-11: #REF!; 2019-09-12: #REF!; 2019-09-13: #REF!; 2019-09-14: #REF!; 2019-09-15: #REF!; 2019-09-16: #REF!; 2019-09-17: #REF!; 2019-09-18: #REF!; 2019-09-19: #REF!; 2019-09-20: #REF!; 2019-09-21: #REF!; 2019-09-22: #REF!; 2019-09-23: #REF!; 2019-09-24: #REF!; 2019-09-25: #REF!; 2019-09-26: #REF!; 2019-09-27: #REF!; 2019-09-28: #REF!; 2019-09-29: #REF!; 2019-09-30: #REF!; 2019-10-01: #REF!; 2019-10-02: #REF!; 2019-10-03: #REF!; 2019-10-04: #REF!
50.578 | 2019-08-28 | 50 | 2019-08-14: 8:30; 2019-08-15: 0:00; 2019-08-16: 0:00; 2019-08-17: 0:00; 2019-08-18: 0:00; 2019-08-19: 0:00; 2019-08-20: 0:00; 2019-08-21: 0:00; 2019-08-22: 0:00; 2019-08-23: 0:00; 2019-08-24: 0:00; 2019-08-25: 0:00; 2019-08-26: 0:00; 2019-08-27: 4:15; 2019-08-28: 5:00; 2019-08-29: 0:00; 2019-08-30: 0:15; 2019-08-31: 3:30; 2019-09-01: 0:00; 2019-09-02: 2:15; 2019-09-03: 7:00; 2019-09-04: 4:00; 2019-09-05: 10:15; 2019-09-06: 8:00; 2019-09-07: 0:00; 2019-09-08: 0:15; 2019-09-09: 8:00; 2019-09-10: 0:00; 2019-09-11: 0:15; 2019-09-12: 8:00; 2019-09-13: 9:00; 2019-09-14: 8:00; 2019-09-15: 9:15; 2019-09-16: 13:00; 2019-09-17: 7:30; 2019-09-18: 13:45; 2019-09-19: 16:45; 2019-09-20: 16:30; 2019-09-21: 12:45; 2019-09-22: 7:00; 2019-09-23: 3:30; 2019-09-24: 4:00; 2019-09-25: 3:00; 2019-09-26: 3:00; 2019-09-27: 3:00; 2019-09-28: 3:15; 2019-09-29: 4:15; 2019-09-30: 15:15; 2019-10-01: 15:15; 2019-10-02: 15:15; 2019-10-03: 52:00; 2019-10-04: 18:00; 2019-10-05: 2:00; 2019-10-06: 0:00; 2019-10-07: 0:00; 2019-10-08: 0:00; 2019-10-09: 0:00; 2019-10-10: 0:00; 2019-10-11: 5:00; 2019-10-12: 0:00; 2019-10-13: 0:00; 2019-10-14: 0:00; 2019-10-15: 0:00; 2019-10-16: 0:00; 2019-10-17: 0:00; 2019-10-18: 5:00; 2019-10-19: 0:00; 2019-10-20: 0:00; 2019-10-21: 0:00; 2019-10-22: 0:00; 2019-10-23: 0:00; 2019-10-24: 0:00; 2019-10-25: 0:00; 2019-10-26: 0:00; 2019-10-27: 0:00; 2019-10-28: 0:00; 2019-10-29: 0:00; 2019-10-30: 0:00; 2019-10-31: 0:00; 2019-11-01: 0:00; 2019-11-02: 0:00; 2019-11-03: 0:00; 2019-11-04: 0:00; 2019-11-05: 0:00; 2019-11-06: 0:00; 2019-11-07: 0:00; 2019-11-08: 0:00; 2019-11-09: 0:00; 2019-11-10: 0:00; 2019-11-11: 0:00; 2019-11-12: 0:00; 2019-11-13: 0:00; 2019-11-14: 0:00; 2019-11-15: 0:00; 2019-11-16: 0:00; 2019-11-17: 0:00; 2019-11-18: 0:00; 2019-11-19: 0:00; 2019-11-20: 0:00; 2019-11-21: 0:00; 2019-11-22: 0:00; 2019-11-23: 0:00; 2019-11-24: 0:00; 2019-11-25: 0:00
52.528 | 2019-08-29 | 52 | 2019-08-14: #REF!; 2019-08-15: #REF!; 2019-08-16: #REF!; 2019-08-17: #REF!; 2019-08-18: #REF!; 2019-08-19: #REF!; 2019-08-20: #REF!; 2019-08-21: #REF!; 2019-08-22: #REF!; 2019-08-23: #REF!; 2019-08-24: #REF!; 2019-08-25: #REF!; 2019-08-26: #REF!; 2019-08-27: #REF!; 2019-08-28: #REF!; 2019-08-29: #REF!; 2019-08-30: #REF!; 2019-08-31: #REF!; 2019-09-01: #REF!; 2019-09-02: #REF!; 2019-09-03: #REF!; 2019-09-04: #REF!; 2019-09-05: #REF!; 2019-09-06: #REF!; 2019-09-07: #REF!; 2019-09-08: #REF!; 2019-09-09: #REF!; 2019-09-10: #REF!; 2019-09-11: #REF!; 2019-09-12: #REF!; 2019-09-13: #REF!; 2019-09-14: #REF!; 2019-09-15: #REF!; 2019-09-16: #REF!; 2019-09-17: #REF!; 2019-09-18: #REF!; 2019-09-19: #REF!; 2019-09-20: #REF!; 2019-09-21: #REF!; 2019-09-22: #REF!; 2019-09-23: #REF!; 2019-09-24: #REF!; 2019-09-25: #REF!; 2019-09-26: #REF!; 2019-09-27: #REF!; 2019-09-28: #REF!; 2019-09-29: #REF!; 2019-09-30: #REF!; 2019-10-01: #REF!; 2019-10-02: #REF!; 2019-10-03: #REF!; 2019-10-04: #REF!; 2019-10-05: #REF!; 2019-10-06: #REF!; 2019-10-07: #REF!; 2019-10-08: #REF!; 2019-10-09: #REF!; 2019-10-10: #REF!; 2019-10-11: #REF!; 2019-10-12: #REF!; 2019-10-13: #REF!; 2019-10-14: #REF!; 2019-10-15: #REF!; 2019-10-16: #REF!; 2019-10-17: #REF!; 2019-10-18: #REF!; 2019-10-19: #REF!; 2019-10-20: #REF!; 2019-10-21: #REF!; 2019-10-22: #REF!; 2019-10-23: #REF!; 2019-10-24: #REF!; 2019-10-25: #REF!; 2019-10-26: #REF!; 2019-10-27: #REF!; 2019-10-28: #REF!; 2019-10-29: #REF!; 2019-10-30: #REF!; 2019-10-31: #REF!; 2019-11-01: #REF!; 2019-11-02: #REF!; 2019-11-03: #REF!
52.529 | 2019-09-04 | 52 | 2019-08-27: #REF!; 2019-08-28: #REF!; 2019-08-29: #REF!; 2019-08-30: #REF!; 2019-08-31: #REF!; 2019-09-01: #REF!; 2019-09-02: #REF!; 2019-09-03: #REF!; 2019-09-04: #REF!; 2019-09-05: #REF!; 2019-09-06: #REF!; 2019-09-07: #REF!; 2019-09-08: #REF!; 2019-09-09: #REF!; 2019-09-10: #REF!; 2019-09-11: #REF!; 2019-09-12: #REF!; 2019-09-13: #REF!; 2019-09-14: #REF!; 2019-09-15: #REF!; 2019-09-16: #REF!; 2019-09-17: #REF!; 2019-09-18: #REF!; 2019-09-19: #REF!; 2019-09-20: #REF!; 2019-09-21: #REF!; 2019-09-22: #REF!; 2019-09-23: #REF!; 2019-09-24: #REF!; 2019-09-25: #REF!; 2019-09-26: #REF!; 2019-09-27: #REF!; 2019-09-28: #REF!; 2019-09-29: #REF!; 2019-09-30: #REF!; 2019-10-01: #REF!; 2019-10-02: #REF!; 2019-10-03: #REF!; 2019-10-04: #REF!; 2019-10-05: #REF!; 2019-10-06: #REF!; 2019-10-07: #REF!; 2019-10-08: #REF!; 2019-10-09: #REF!; 2019-10-10: #REF!; 2019-10-11: #REF!; 2019-10-12: #REF!; 2019-10-13: #REF!; 2019-10-14: #REF!; 2019-10-15: #REF!; 2019-10-16: #REF!; 2019-10-17: #REF!; 2019-10-18: #REF!; 2019-10-19: #REF!; 2019-10-20: #REF!; 2019-10-21: #REF!; 2019-10-22: #REF!; 2019-10-23: #REF!; 2019-10-24: #REF!; 2019-10-25: #REF!; 2019-10-26: #REF!; 2019-10-27: #REF!; 2019-10-28: #REF!
50.579 | 2019-09-16 | 50 | 2019-09-06: 0:00; 2019-09-07: 0:00; 2019-09-08: 0:00; 2019-09-09: 0:00; 2019-09-10: 0:00; 2019-09-11: 0:00; 2019-09-12: 0:00; 2019-09-13: 0:00; 2019-09-14: 0:00; 2019-09-15: 4:15; 2019-09-16: 5:00; 2019-09-17: 0:00; 2019-09-18: 0:15; 2019-09-19: 3:30; 2019-09-20: 0:00; 2019-09-21: 2:15; 2019-09-22: 7:00; 2019-09-23: 4:00; 2019-09-24: 10:15; 2019-09-25: 8:00; 2019-09-26: 0:00; 2019-09-27: 0:15; 2019-09-28: 8:00; 2019-09-29: 0:00; 2019-09-30: 0:15; 2019-10-01: 8:00; 2019-10-02: 9:00; 2019-10-03: 8:00; 2019-10-04: 9:15; 2019-10-05: 13:00; 2019-10-06: 7:30; 2019-10-07: 13:45; 2019-10-08: 16:45; 2019-10-09: 16:30; 2019-10-10: 12:45; 2019-10-11: 7:00; 2019-10-12: 3:30; 2019-10-13: 4:00; 2019-10-14: 3:00; 2019-10-15: 3:00; 2019-10-16: 3:00; 2019-10-17: 3:15; 2019-10-18: 4:15; 2019-10-19: 15:15; 2019-10-20: 15:15; 2019-10-21: 15:15; 2019-10-22: 52:00; 2019-10-23: 18:00; 2019-10-24: 2:00; 2019-10-25: 0:00; 2019-10-26: 0:00; 2019-10-27: 0:00; 2019-10-28: 0:00; 2019-10-29: 0:00; 2019-10-30: 5:00; 2019-10-31: 0:00; 2019-11-01: 0:00; 2019-11-02: 0:00; 2019-11-03: 0:00; 2019-11-04: 0:00; 2019-11-05: 0:00
52.53 | 2019-09-16 | 52 | 2019-09-06: #REF!; 2019-09-07: #REF!; 2019-09-08: #REF!; 2019-09-09: #REF!; 2019-09-10: #REF!; 2019-09-11: #REF!; 2019-09-12: #REF!; 2019-09-13: #REF!; 2019-09-14: #REF!; 2019-09-15: #REF!; 2019-09-16: #REF!; 2019-09-17: #REF!; 2019-09-18: #REF!; 2019-09-19: #REF!; 2019-09-20: #REF!; 2019-09-21: #REF!; 2019-09-22: #REF!; 2019-09-23: #REF!; 2019-09-24: #REF!; 2019-09-25: #REF!; 2019-09-26: #REF!; 2019-09-27: #REF!; 2019-09-28: #REF!; 2019-09-29: #REF!; 2019-09-30: #REF!; 2019-10-01: #REF!; 2019-10-02: #REF!; 2019-10-03: #REF!; 2019-10-04: #REF!; 2019-10-05: #REF!; 2019-10-06: #REF!; 2019-10-07: #REF!; 2019-10-08: #REF!; 2019-10-09: #REF!; 2019-10-10: #REF!; 2019-10-11: #REF!; 2019-10-12: #REF!; 2019-10-13: #REF!; 2019-10-14: #REF!; 2019-10-15: #REF!; 2019-10-16: #REF!; 2019-10-17: #REF!; 2019-10-18: #REF!; 2019-10-19: #REF!; 2019-10-20: #REF!; 2019-10-21: #REF!; 2019-10-22: #REF!; 2019-10-23: #REF!; 2019-10-24: #REF!; 2019-10-25: #REF!; 2019-10-26: #REF!; 2019-10-27: #REF!; 2019-10-28: #REF!; 2019-10-29: #REF!; 2019-10-30: #REF!; 2019-10-31: #REF!; 2019-11-01: #REF!; 2019-11-02: #REF!; 2019-11-03: #REF!; 2019-11-04: #REF!; 2019-11-05: #REF!
50.58 | 2019-09-28 | 50 | 2019-09-24: 0:00; 2019-09-25: 0:00; 2019-09-26: 0:00; 2019-09-27: 4:15; 2019-09-28: 5:00; 2019-09-29: 0:00; 2019-09-30: 0:15; 2019-10-01: 3:30; 2019-10-02: 0:00; 2019-10-03: 2:15; 2019-10-04: 7:00; 2019-10-05: 4:00; 2019-10-06: 10:15; 2019-10-07: 8:00; 2019-10-08: 0:00; 2019-10-09: 0:15; 2019-10-10: 8:00; 2019-10-11: 0:00; 2019-10-12: 0:15; 2019-10-13: 8:00; 2019-10-14: 9:00; 2019-10-15: 8:00; 2019-10-16: 9:15; 2019-10-17: 13:00; 2019-10-18: 7:30; 2019-10-19: 13:45; 2019-10-20: 16:45; 2019-10-21: 16:30; 2019-10-22: 12:45; 2019-10-23: 7:00; 2019-10-24: 3:30; 2019-10-25: 4:00; 2019-10-26: 3:00; 2019-10-27: 3:00; 2019-10-28: 3:00; 2019-10-29: 3:15; 2019-10-30: 4:15; 2019-10-31: 15:15; 2019-11-01: 15:15; 2019-11-02: 15:15; 2019-11-03: 52:00; 2019-11-04: 18:00; 2019-11-05: 2:00; 2019-11-06: 0:00; 2019-11-07: 0:00; 2019-11-08: 0:00; 2019-11-09: 0:00
50.581 | 2019-10-04 | 50 | 2019-09-24: 0:00; 2019-09-25: 0:00; 2019-09-26: 0:00; 2019-09-27: 0:00; 2019-09-28: 0:00; 2019-09-29: 0:00; 2019-09-30: 0:00; 2019-10-01: 0:00; 2019-10-02: 0:00; 2019-10-03: 4:15; 2019-10-04: 5:00; 2019-10-05: 0:00; 2019-10-06: 0:15; 2019-10-07: 3:30; 2019-10-08: 0:00; 2019-10-09: 2:15; 2019-10-10: 7:00; 2019-10-11: 4:00; 2019-10-12: 10:15; 2019-10-13: 8:00; 2019-10-14: 0:00; 2019-10-15: 0:15; 2019-10-16: 8:00; 2019-10-17: 0:00; 2019-10-18: 0:15; 2019-10-19: 8:00; 2019-10-20: 9:00; 2019-10-21: 8:00; 2019-10-22: 9:15; 2019-10-23: 13:00; 2019-10-24: 7:30; 2019-10-25: 13:45; 2019-10-26: 16:45; 2019-10-27: 16:30; 2019-10-28: 12:45; 2019-10-29: 7:00; 2019-10-30: 3:30; 2019-10-31: 4:00; 2019-11-01: 3:00; 2019-11-02: 3:00; 2019-11-03: 3:00; 2019-11-04: 3:15; 2019-11-05: 4:15; 2019-11-06: 15:15; 2019-11-07: 15:15; 2019-11-08: 15:15; 2019-11-09: 52:00; 2019-11-10: 18:00; 2019-11-11: 2:00; 2019-11-12: 0:00; 2019-11-13: 0:00; 2019-11-14: 0:00; 2019-11-15: 0:00; 2019-11-16: 0:00; 2019-11-17: 5:00; 2019-11-18: 0:00; 2019-11-19: 0:00; 2019-11-20: 0:00; 2019-11-21: 0:00; 2019-11-22: 0:00; 2019-11-23: 0:00; 2019-11-24: 0:00; 2019-11-25: 0:00; 2019-11-26: 0:00; 2019-11-27: 0:00
52.531 | 2019-10-04 | 52 | 2019-09-24: #REF!; 2019-09-25: #REF!; 2019-09-26: #REF!; 2019-09-27: #REF!; 2019-09-28: #REF!; 2019-09-29: #REF!; 2019-09-30: #REF!; 2019-10-01: #REF!; 2019-10-02: #REF!; 2019-10-03: #REF!; 2019-10-04: #REF!; 2019-10-05: #REF!; 2019-10-06: #REF!; 2019-10-07: #REF!; 2019-10-08: #REF!; 2019-10-09: #REF!; 2019-10-10: #REF!; 2019-10-11: #REF!; 2019-10-12: #REF!; 2019-10-13: #REF!; 2019-10-14: #REF!; 2019-10-15: #REF!; 2019-10-16: #REF!; 2019-10-17: #REF!; 2019-10-18: #REF!; 2019-10-19: #REF!; 2019-10-20: #REF!; 2019-10-21: #REF!; 2019-10-22: #REF!; 2019-10-23: #REF!; 2019-10-24: #REF!; 2019-10-25: #REF!; 2019-10-26: #REF!; 2019-10-27: #REF!; 2019-10-28: #REF!; 2019-10-29: #REF!; 2019-10-30: #REF!; 2019-10-31: #REF!; 2019-11-01: #REF!; 2019-11-02: #REF!; 2019-11-03: #REF!; 2019-11-04: #REF!; 2019-11-05: #REF!; 2019-11-06: #REF!; 2019-11-07: #REF!; 2019-11-08: #REF!; 2019-11-09: #REF!; 2019-11-10: #REF!; 2019-11-11: #REF!; 2019-11-12: #REF!; 2019-11-13: #REF!; 2019-11-14: #REF!; 2019-11-15: #REF!; 2019-11-16: #REF!; 2019-11-17: #REF!; 2019-11-18: #REF!; 2019-11-19: #REF!; 2019-11-20: #REF!; 2019-11-21: #REF!; 2019-11-22: #REF!; 2019-11-23: #REF!; 2019-11-24: #REF!; 2019-11-25: #REF!; 2019-11-26: #REF!; 2019-11-27: #REF!
52.532 | 2019-10-10 | 52 | 2019-09-28: #REF!; 2019-09-29: #REF!; 2019-09-30: #REF!; 2019-10-01: #REF!; 2019-10-02: #REF!; 2019-10-03: #REF!; 2019-10-04: #REF!; 2019-10-05: #REF!; 2019-10-06: #REF!; 2019-10-07: #REF!; 2019-10-08: #REF!; 2019-10-09: #REF!; 2019-10-10: #REF!; 2019-10-11: #REF!; 2019-10-12: #REF!; 2019-10-13: #REF!; 2019-10-14: #REF!; 2019-10-15: #REF!; 2019-10-16: #REF!; 2019-10-17: #REF!; 2019-10-18: #REF!; 2019-10-19: #REF!; 2019-10-20: #REF!; 2019-10-21: #REF!; 2019-10-22: #REF!; 2019-10-23: #REF!; 2019-10-24: #REF!; 2019-10-25: #REF!; 2019-10-26: #REF!; 2019-10-27: #REF!; 2019-10-28: #REF!; 2019-10-29: #REF!; 2019-10-30: #REF!; 2019-10-31: #REF!; 2019-11-01: #REF!; 2019-11-02: #REF!; 2019-11-03: #REF!; 2019-11-04: #REF!; 2019-11-05: #REF!; 2019-11-06: #REF!; 2019-11-07: #REF!; 2019-11-08: #REF!; 2019-11-09: #REF!; 2019-11-10: #REF!; 2019-11-11: #REF!; 2019-11-12: #REF!; 2019-11-13: #REF!; 2019-11-14: #REF!; 2019-11-15: #REF!; 2019-11-16: #REF!; 2019-11-17: #REF!; 2019-11-18: #REF!; 2019-11-19: #REF!; 2019-11-20: #REF!; 2019-11-21: #REF!; 2019-11-22: #REF!; 2019-11-23: #REF!; 2019-11-24: #REF!; 2019-11-25: #REF!; 2019-11-26: #REF!; 2019-11-27: #REF!; 2019-11-28: #REF!; 2019-11-29: #REF!; 2019-11-30: #REF!; 2019-12-01: #REF!; 2019-12-02: #REF!; 2019-12-03: #REF!; 2019-12-04: #REF!; 2019-12-05: #REF!; 2019-12-06: #REF!; 2019-12-07: #REF!
50.582 | 2019-10-22 | 50 | 2019-10-10: 0:00; 2019-10-11: 0:00; 2019-10-12: 0:00; 2019-10-13: 0:00; 2019-10-14: 0:00; 2019-10-15: 0:00; 2019-10-16: 0:00; 2019-10-17: 0:00; 2019-10-18: 0:00; 2019-10-19: 0:00; 2019-10-20: 4:15; 2019-10-21: 5:00; 2019-10-22: 0:00; 2019-10-23: 0:15; 2019-10-24: 3:30; 2019-10-25: 0:00; 2019-10-26: 2:15; 2019-10-27: 7:00; 2019-10-28: 4:00; 2019-10-29: 10:15; 2019-10-30: 8:00; 2019-10-31: 0:00; 2019-11-01: 0:15; 2019-11-02: 8:00; 2019-11-03: 0:00; 2019-11-04: 0:15; 2019-11-05: 8:00; 2019-11-06: 9:00; 2019-11-07: 8:00; 2019-11-08: 9:15; 2019-11-09: 13:00; 2019-11-10: 7:30; 2019-11-11: 13:45; 2019-11-12: 16:45; 2019-11-13: 16:30; 2019-11-14: 12:45; 2019-11-15: 7:00; 2019-11-16: 3:30; 2019-11-17: 4:00; 2019-11-18: 3:00; 2019-11-19: 3:00; 2019-11-20: 3:00; 2019-11-21: 3:15; 2019-11-22: 4:15; 2019-11-23: 15:15; 2019-11-24: 15:15; 2019-11-25: 15:15; 2019-11-26: 52:00; 2019-11-27: 18:00; 2019-11-28: 2:00; 2019-11-29: 0:00; 2019-11-30: 0:00; 2019-12-01: 0:00; 2019-12-02: 0:00; 2019-12-03: 0:00; 2019-12-04: 5:00; 2019-12-05: 0:00; 2019-12-06: 0:00; 2019-12-07: 0:00; 2019-12-08: 0:00; 2019-12-09: 0:00; 2019-12-10: 0:00
62.518 | 2019-10-23 | 62 | 2019-10-10: #REF!; 2019-10-11: #REF!; 2019-10-12: #REF!; 2019-10-13: #REF!; 2019-10-14: #REF!; 2019-10-15: #REF!; 2019-10-16: #REF!; 2019-10-17: #REF!; 2019-10-18: #REF!; 2019-10-19: #REF!; 2019-10-20: #REF!; 2019-10-21: 0:00; 2019-10-22: 3:15; 2019-10-23: 7:00; 2019-10-24: 0:00; 2019-10-25: 0:00; 2019-10-26: 0:15; 2019-10-27: 5:30; 2019-10-28: 0:00; 2019-10-29: 2:15; 2019-10-30: 8:00; 2019-10-31: 4:00; 2019-11-01: 9:00; 2019-11-02: 0:15; 2019-11-03: 5:00; 2019-11-04: 0:00; 2019-11-05: 0:15; 2019-11-06: 5:30; 2019-11-07: 0:00; 2019-11-08: 0:15; 2019-11-09: 6:30; 2019-11-10: 0:00; 2019-11-11: 9:30; 2019-11-12: 6:00; 2019-11-13: 9:45; 2019-11-14: 12:00; 2019-11-15: 9:30; 2019-11-16: 13:45; 2019-11-17: 14:15; 2019-11-18: 16:30; 2019-11-19: 13:15; 2019-11-20: 7:00; 2019-11-21: 3:30; 2019-11-22: 5:30; 2019-11-23: 3:30; 2019-11-24: 3:00; 2019-11-25: 5:30; 2019-11-26: 3:00; 2019-11-27: 4:00; 2019-11-28: 17:45; 2019-11-29: 17:45; 2019-11-30: 17:45; 2019-12-01: 17:30; 2019-12-02: 17:30; 2019-12-03: 52:00; 2019-12-04: 4:00; 2019-12-05: 6:00; 2019-12-06: 2:00; 2019-12-07: 0:00; 2019-12-08: 0:00; 2019-12-09: 0:00; 2019-12-10: 4:00; 2019-12-11: 0:00; 2019-12-12: 0:00
50.583 | 2019-11-03 | 50 | 2019-10-20: 8:30; 2019-10-21: 0:00; 2019-10-22: 0:00; 2019-10-23: 0:00; 2019-10-24: 0:00; 2019-10-25: 0:00; 2019-10-26: 0:00; 2019-10-27: 0:00; 2019-10-28: 0:00; 2019-10-29: 0:00; 2019-10-30: 0:00; 2019-10-31: 0:00; 2019-11-01: 0:00; 2019-11-02: 4:15; 2019-11-03: 5:00; 2019-11-04: 0:00; 2019-11-05: 0:15; 2019-11-06: 3:30; 2019-11-07: 0:00; 2019-11-08: 2:15; 2019-11-09: 7:00; 2019-11-10: 4:00; 2019-11-11: 10:15; 2019-11-12: 8:00; 2019-11-13: 0:00; 2019-11-14: 0:15; 2019-11-15: 8:00; 2019-11-16: 0:00; 2019-11-17: 0:15; 2019-11-18: 8:00; 2019-11-19: 9:00; 2019-11-20: 8:00; 2019-11-21: 9:15; 2019-11-22: 13:00; 2019-11-23: 7:30; 2019-11-24: 13:45; 2019-11-25: 16:45; 2019-11-26: 16:30; 2019-11-27: 12:45; 2019-11-28: 7:00; 2019-11-29: 3:30; 2019-11-30: 4:00; 2019-12-01: 3:00; 2019-12-02: 3:00; 2019-12-03: 3:00; 2019-12-04: 3:15; 2019-12-05: 4:15; 2019-12-06: 15:15; 2019-12-07: 15:15; 2019-12-08: 15:15; 2019-12-09: 52:00; 2019-12-10: 18:00; 2019-12-11: 2:00; 2019-12-12: 0:00; 2019-12-13: 0:00; 2019-12-14: 0:00; 2019-12-15: 0:00; 2019-12-16: 0:00; 2019-12-17: 5:00; 2019-12-18: 0:00; 2019-12-19: 0:00; 2019-12-20: 0:00; 2019-12-21: 0:00; 2019-12-22: 0:00; 2019-12-23: 0:00; 2019-12-24: 0:00; 2019-12-25: 0:00; 2019-12-26: 0:00; 2019-12-27: 0:00
50.584 | 2019-11-09 | 50 | 2019-05-06: 43778; 2019-05-07: 50; 2019-05-08: 43778; 2019-05-09: 50; 2019-05-10: 43778; 2019-05-11: 50; 2019-05-12: 43778; 2019-05-13: 50; 2019-05-14: 43778; 2019-05-15: 50; 2019-05-16: 43778; 2019-05-17: 50; 2019-05-18: 43778; 2019-05-19: 50; 2019-05-20: 43778; 2019-05-21: 50; 2019-05-22: 43778; 2019-05-23: 50; 2019-05-24: 43778; 2019-05-25: 50; 2019-05-26: 43778; 2019-05-27: 50; 2019-05-28: 43778; 2019-05-29: 50; 2019-05-30: 43778; 2019-05-31: 50; 2019-06-01: 43778; 2019-06-02: 50; 2019-06-03: 43778; 2019-06-04: 50; 2019-06-05: 43778; 2019-06-06: 50; 2019-06-07: 43778; 2019-06-08: 50; 2019-06-09: 43778; 2019-06-10: 50; 2019-06-11: 43778; 2019-06-12: 50; 2019-06-13: 43778; 2019-06-14: 50; 2019-06-15: 43778; 2019-06-16: 50; 2019-06-17: 43778; 2019-06-18: 50; 2019-06-19: 43778; 2019-06-20: 50; 2019-06-21: 43778; 2019-06-22: 50; 2019-06-23: 43778; 2019-06-24: 50; 2019-06-25: 43778; 2019-06-26: 50; 2019-06-27: 43778; 2019-06-28: 50; 2019-06-29: 43778; 2019-06-30: 50; 2019-07-01: 43778; 2019-07-02: 50; 2019-07-03: 43778; 2019-07-04: 50; 2019-07-05: 43778; 2019-07-06: 50; 2019-07-07: 43778; 2019-07-08: 50; 2019-07-09: 43778; 2019-07-10: 50; 2019-07-11: 43778; 2019-07-12: 50; 2019-07-13: 43778; 2019-07-14: 50; 2019-07-15: 43778; 2019-07-16: 50; 2019-07-17: 43778; 2019-07-18: 50; 2019-07-19: 43778; 2019-07-20: 50; 2019-07-21: 43778; 2019-07-22: 50; 2019-07-23: 43778; 2019-07-24: 50; 2019-07-25: 43778; 2019-07-26: 50; 2019-07-27: 43778; 2019-07-28: 50; 2019-07-29: 43778; 2019-07-30: 50; 2019-07-31: 43778; 2019-08-01: 50; 2019-08-02: 43778; 2019-08-03: 50; 2019-08-04: 43778; 2019-08-05: 50; 2019-08-06: 43778; 2019-08-07: 50; 2019-08-08: 43778; 2019-08-09: 50; 2019-08-10: 43778; 2019-08-11: 50; 2019-08-12: 43778; 2019-08-13: 50; 2019-08-14: 43778; 2019-08-15: 50; 2019-08-16: 43778; 2019-08-17: 50; 2019-08-18: 43778; 2019-08-19: 50; 2019-08-20: 43778; 2019-08-21: 50; 2019-08-22: 43778; 2019-08-23: 50; 2019-08-24: 43778; 2019-08-25: 50; 2019-08-26: 43778; 2019-08-27: 50; 2019-08-28: 43778; 2019-08-29: 50; 2019-08-30: 43778; 2019-08-31: 50; 2019-09-01: 43778; 2019-09-02: 50; 2019-09-03: 43778; 2019-09-04: 50; 2019-09-05: 43778; 2019-09-06: 50; 2019-09-07: 43778; 2019-09-08: 50; 2019-09-09: 43778; 2019-09-10: 50; 2019-09-11: 43778; 2019-09-12: 50; 2019-09-13: 43778; 2019-09-14: 50; 2019-09-15: 43778; 2019-09-16: 50; 2019-09-17: 43778; 2019-09-18: 50; 2019-09-19: 43778; 2019-09-20: 50; 2019-09-21: 43778; 2019-09-22: 50; 2019-09-23: 43778; 2019-09-24: 50; 2019-09-25: 43778; 2019-09-26: 50; 2019-09-27: 43778; 2019-09-28: 50; 2019-09-29: 43778; 2019-09-30: 50; 2019-10-01: 43778; 2019-10-02: 50; 2019-10-03: 43778; 2019-10-04: 50; 2019-10-05: 43778; 2019-10-06: 50; 2019-10-07: 43778; 2019-10-08: 50; 2019-10-09: 43778; 2019-10-10: 50; 2019-10-11: 43778; 2019-10-12: 50; 2019-10-13: 43778; 2019-10-14: 50; 2019-10-15: 43778; 2019-10-16: 50; 2019-10-17: 43778; 2019-10-18: 50; 2019-10-19: 43778; 2019-10-20: 50; 2019-10-21: 43778; 2019-10-22: 50; 2019-10-23: 43778; 2019-10-24: 50; 2019-10-25: 43778; 2019-10-26: 50; 2019-10-27: 43778; 2019-10-28: 50; 2019-10-29: 43778; 2019-10-30: 50; 2019-10-31: 43778; 2019-11-01: 50; 2019-11-02: 43778; 2019-11-03: 50; 2019-11-04: 43778; 2019-11-05: 50; 2019-11-06: 43778; 2019-11-07: 50; 2019-11-08: 43778; 2019-11-09: 50; 2019-11-10: 43778; 2019-11-11: 50; 2019-11-12: 43778; 2019-11-13: 50; 2019-11-14: 43778; 2019-11-15: 50; 2019-11-16: 43778; 2019-11-17: 50; 2019-11-18: 43778; 2019-11-19: 50; 2019-11-20: 43778; 2019-11-21: 50; 2019-11-22: 43778; 2019-11-23: 50; 2019-11-24: 43778; 2019-11-25: 50; 2019-11-26: 43778; 2019-11-27: 50; 2019-11-28: 43778; 2019-11-29: 50; 2019-11-30: 43778; 2019-12-01: 50; 2019-12-02: 43778; 2019-12-03: 50; 2019-12-04: 43778; 2019-12-05: 50; 2019-12-06: 43778; 2019-12-07: 50; 2019-12-08: 43778; 2019-12-09: 50; 2019-12-10: 43778; 2019-12-11: 50; 2019-12-12: 43778; 2019-12-13: 50; 2019-12-14: 43778; 2019-12-15: 50; 2019-12-16: 43778; 2019-12-17: 50; 2019-12-18: 43778; 2019-12-19: 50; 2019-12-20: 43778; 2019-12-21: 50; 2019-12-22: 43778; 2019-12-23: 50; 2019-12-24: 43778; 2019-12-25: 50; 2019-12-26: 43778; 2019-12-27: 50; 2019-12-28: 43778; 2019-12-29: 50; 2019-12-30: 43778; 2019-12-31: 50; 2020-01-01: 43778; 2020-01-02: 50; 2020-01-03: 43778; 2020-01-04: 50; 2020-01-05: 43778; 2020-01-06: 50; 2020-01-07: 43778; 2020-01-08: 50; 2020-01-09: 43778; 2020-01-10: 50; 2020-01-11: 43778; 2020-01-12: 50; 2020-01-13: 43778; 2020-01-14: 50; 2020-01-15: 43778; 2020-01-16: 50; 2020-01-17: 43778; 2020-01-18: 50; 2020-01-19: 43778; 2020-01-20: 50; 2020-01-21: 43778; 2020-01-22: 50; 2020-01-23: 43778; 2020-01-24: 50; 2020-01-25: 43778; 2020-01-26: 50
62.519 | 2019-11-10 | 62 | 2019-10-27: 6:30; 2019-10-28: #REF!; 2019-10-29: #REF!; 2019-10-30: #REF!; 2019-10-31: #REF!; 2019-11-01: #REF!; 2019-11-02: #REF!; 2019-11-03: #REF!; 2019-11-04: #REF!; 2019-11-05: #REF!; 2019-11-06: #REF!; 2019-11-07: #REF!; 2019-11-08: 0:00; 2019-11-09: 3:15; 2019-11-10: 7:00; 2019-11-11: 0:00; 2019-11-12: 0:00; 2019-11-13: 0:15; 2019-11-14: 5:30; 2019-11-15: 0:00; 2019-11-16: 2:15; 2019-11-17: 8:00; 2019-11-18: 4:00; 2019-11-19: 9:00; 2019-11-20: 0:15; 2019-11-21: 5:00; 2019-11-22: 0:00; 2019-11-23: 0:15; 2019-11-24: 5:30; 2019-11-25: 0:00; 2019-11-26: 0:15; 2019-11-27: 6:30; 2019-11-28: 0:00; 2019-11-29: 9:30; 2019-11-30: 6:00; 2019-12-01: 9:45; 2019-12-02: 12:00; 2019-12-03: 9:30; 2019-12-04: 13:45; 2019-12-05: 14:15; 2019-12-06: 16:30; 2019-12-07: 13:15; 2019-12-08: 7:00; 2019-12-09: 3:30; 2019-12-10: 5:30; 2019-12-11: 3:30; 2019-12-12: 3:00; 2019-12-13: 5:30; 2019-12-14: 3:00; 2019-12-15: 4:00; 2019-12-16: 17:45; 2019-12-17: 17:45; 2019-12-18: 17:45; 2019-12-19: 17:30; 2019-12-20: 17:30; 2019-12-21: 52:00; 2019-12-22: 4:00; 2019-12-23: 6:00; 2019-12-24: 2:00; 2019-12-25: 0:00; 2019-12-26: 0:00; 2019-12-27: 0:00; 2019-12-28: 4:00; 2019-12-29: 0:00; 2019-12-30: 0:00; 2019-12-31: 0:00
52.533 | 2019-11-15 | 52 | 2019-11-01: #REF!; 2019-11-02: #REF!; 2019-11-03: #REF!; 2019-11-04: #REF!; 2019-11-05: #REF!; 2019-11-06: #REF!; 2019-11-07: #REF!; 2019-11-08: #REF!; 2019-11-09: #REF!; 2019-11-10: #REF!; 2019-11-11: #REF!; 2019-11-12: #REF!; 2019-11-13: #REF!; 2019-11-14: #REF!; 2019-11-15: #REF!; 2019-11-16: #REF!; 2019-11-17: #REF!; 2019-11-18: #REF!; 2019-11-19: #REF!; 2019-11-20: #REF!; 2019-11-21: #REF!; 2019-11-22: #REF!; 2019-11-23: #REF!; 2019-11-24: #REF!; 2019-11-25: #REF!; 2019-11-26: #REF!; 2019-11-27: #REF!; 2019-11-28: #REF!; 2019-11-29: #REF!; 2019-11-30: #REF!; 2019-12-01: #REF!; 2019-12-02: #REF!; 2019-12-03: #REF!; 2019-12-04: #REF!; 2019-12-05: #REF!; 2019-12-06: #REF!; 2019-12-07: #REF!; 2019-12-08: #REF!; 2019-12-09: #REF!; 2019-12-10: #REF!; 2019-12-11: #REF!; 2019-12-12: #REF!; 2019-12-13: #REF!; 2019-12-14: #REF!; 2019-12-15: #REF!; 2019-12-16: #REF!; 2019-12-17: #REF!; 2019-12-18: #REF!; 2019-12-19: #REF!; 2019-12-20: #REF!; 2019-12-21: #REF!; 2019-12-22: #REF!; 2019-12-23: #REF!; 2019-12-24: #REF!; 2019-12-25: #REF!; 2019-12-26: #REF!; 2019-12-27: #REF!; 2019-12-28: #REF!; 2019-12-29: #REF!; 2019-12-30: #REF!; 2019-12-31: #REF!
50.585 | 2019-11-27 | 50 | 2019-11-13: 8:30; 2019-11-14: 0:00; 2019-11-15: 0:00; 2019-11-16: 0:00; 2019-11-17: 0:00; 2019-11-18: 0:00; 2019-11-19: 0:00; 2019-11-20: 0:00; 2019-11-21: 0:00; 2019-11-22: 0:00; 2019-11-23: 0:00; 2019-11-24: 0:00; 2019-11-25: 0:00; 2019-11-26: 4:15; 2019-11-27: 5:00; 2019-11-28: 0:00; 2019-11-29: 0:15; 2019-11-30: 3:30; 2019-12-01: 0:00; 2019-12-02: 2:15; 2019-12-03: 7:00; 2019-12-04: 4:00; 2019-12-05: 10:15; 2019-12-06: 8:00; 2019-12-07: 0:00; 2019-12-08: 0:15; 2019-12-09: 8:00; 2019-12-10: 0:00; 2019-12-11: 0:15; 2019-12-12: 8:00; 2019-12-13: 9:00; 2019-12-14: 8:00; 2019-12-15: 9:15; 2019-12-16: 13:00; 2019-12-17: 7:30; 2019-12-18: 13:45; 2019-12-19: 16:45; 2019-12-20: 16:30; 2019-12-21: 12:45; 2019-12-22: 7:00; 2019-12-23: 3:30; 2019-12-24: 4:00; 2019-12-25: 3:00; 2019-12-26: 3:00; 2019-12-27: 3:00; 2019-12-28: 3:15; 2019-12-29: 4:15; 2019-12-30: 15:15; 2019-12-31: 15:15; 2020-01-01: 15:15; 2020-01-02: 52:00; 2020-01-03: 18:00; 2020-01-04: 2:00; 2020-01-05: 0:00; 2020-01-06: 0:00; 2020-01-07: 0:00; 2020-01-08: 0:00; 2020-01-09: 0:00; 2020-01-10: 5:00; 2020-01-11: 0:00; 2020-01-12: 0:00; 2020-01-13: 0:00; 2020-01-14: 0:00; 2020-01-15: 0:00; 2020-01-16: 0:00; 2020-01-17: 0:00; 2020-01-18: 0:00
52.534 | 2019-12-03 | 52 | 2019-11-18: #REF!; 2019-11-19: #REF!; 2019-11-20: #REF!; 2019-11-21: #REF!; 2019-11-22: #REF!; 2019-11-23: #REF!; 2019-11-24: #REF!; 2019-11-25: #REF!; 2019-11-26: #REF!; 2019-11-27: #REF!; 2019-11-28: #REF!; 2019-11-29: #REF!; 2019-11-30: #REF!; 2019-12-01: #REF!; 2019-12-02: #REF!; 2019-12-03: #REF!; 2019-12-04: #REF!; 2019-12-05: #REF!; 2019-12-06: #REF!; 2019-12-07: #REF!; 2019-12-08: #REF!; 2019-12-09: #REF!; 2019-12-10: #REF!; 2019-12-11: #REF!; 2019-12-12: #REF!; 2019-12-13: #REF!; 2019-12-14: #REF!; 2019-12-15: #REF!; 2019-12-16: #REF!; 2019-12-17: #REF!; 2019-12-18: #REF!; 2019-12-19: #REF!; 2019-12-20: #REF!; 2019-12-21: #REF!; 2019-12-22: #REF!; 2019-12-23: #REF!; 2019-12-24: #REF!; 2019-12-25: #REF!; 2019-12-26: #REF!; 2019-12-27: #REF!; 2019-12-28: #REF!; 2019-12-29: #REF!; 2019-12-30: #REF!; 2019-12-31: #REF!; 2020-01-01: #REF!; 2020-01-02: #REF!; 2020-01-03: #REF!; 2020-01-04: #REF!; 2020-01-05: #REF!; 2020-01-06: #REF!; 2020-01-07: #REF!; 2020-01-08: #REF!; 2020-01-09: #REF!; 2020-01-10: #REF!; 2020-01-11: #REF!; 2020-01-12: #REF!; 2020-01-13: #REF!; 2020-01-14: #REF!; 2020-01-15: #REF!; 2020-01-16: #REF!; 2020-01-17: #REF!; 2020-01-18: #REF!; 2020-01-19: #REF!; 2020-01-20: #REF!; 2020-01-21: #REF!; 2020-01-22: #REF!
95.501 | 2019-12-07 | 95 | 2019-11-23: 0:00; 2019-11-24: 0:00; 2019-11-25: 0:00; 2019-11-26: 0:00; 2019-11-27: 0:00; 2019-11-28: 0:00; 2019-11-29: 0:00; 2019-11-30: 0:00; 2019-12-01: 0:00; 2019-12-02: 0:00; 2019-12-03: 0:00; 2019-12-04: 0:00; 2019-12-05: 0:00; 2019-12-06: 0:00; 2019-12-07: 0:00; 2019-12-08: 0:00; 2019-12-09: 0:00; 2019-12-10: 0:00; 2019-12-11: 0:00; 2019-12-12: 0:00; 2019-12-13: 0:00; 2019-12-14: 0:00; 2019-12-15: 0:00; 2019-12-16: 0:00; 2019-12-17: 0:00; 2019-12-18: 0:00; 2019-12-19: 0:00; 2019-12-20: 0:00; 2019-12-21: 0:00; 2019-12-22: 0:00; 2019-12-23: 0:00; 2019-12-24: 0:00; 2019-12-25: 0:00; 2019-12-26: 0:00; 2019-12-27: 0:00; 2019-12-28: 0:00; 2019-12-29: 0:00; 2019-12-30: 0:00; 2019-12-31: 0:00; 2020-01-01: 0:00; 2020-01-02: 0:00; 2020-01-03: 0:00; 2020-01-04: 0:00; 2020-01-05: 0:00; 2020-01-06: 0:00; 2020-01-07: 0:00; 2020-01-08: 0:00; 2020-01-09: 0:00; 2020-01-10: 0:00; 2020-01-11: 0:00; 2020-01-12: 0:00; 2020-01-13: 0:00; 2020-01-14: 0:00; 2020-01-15: 0:00; 2020-01-16: 0:00; 2020-01-17: 0:00; 2020-01-18: 0:00; 2020-01-19: 0:00; 2020-01-20: 0:00; 2020-01-21: 0:00; 2020-01-22: 0:00
62.52 | 2019-12-16 | 62 | 2019-12-02: 6:30; 2019-12-03: #REF!; 2019-12-04: #REF!; 2019-12-05: #REF!; 2019-12-06: #REF!; 2019-12-07: #REF!; 2019-12-08: #REF!; 2019-12-09: #REF!; 2019-12-10: #REF!; 2019-12-11: #REF!; 2019-12-12: #REF!; 2019-12-13: #REF!; 2019-12-14: 0:00; 2019-12-15: 3:15; 2019-12-16: 7:00; 2019-12-17: 0:00; 2019-12-18: 0:00; 2019-12-19: 0:15; 2019-12-20: 5:30; 2019-12-21: 0:00; 2019-12-22: 2:15; 2019-12-23: 8:00; 2019-12-24: 4:00; 2019-12-25: 9:00; 2019-12-26: 0:15; 2019-12-27: 5:00; 2019-12-28: 0:00; 2019-12-29: 0:15; 2019-12-30: 5:30; 2019-12-31: 0:00; 2020-01-01: 0:15; 2020-01-02: 6:30; 2020-01-03: 0:00; 2020-01-04: 9:30; 2020-01-05: 6:00; 2020-01-06: 9:45; 2020-01-07: 12:00; 2020-01-08: 9:30; 2020-01-09: 13:45; 2020-01-10: 14:15; 2020-01-11: 16:30; 2020-01-12: 13:15; 2020-01-13: 7:00; 2020-01-14: 3:30; 2020-01-15: 5:30; 2020-01-16: 3:30; 2020-01-17: 3:00; 2020-01-18: 5:30; 2020-01-19: 3:00; 2020-01-20: 4:00; 2020-01-21: 17:45; 2020-01-22: 17:45; 2020-01-23: 17:45; 2020-01-24: 17:30; 2020-01-25: 17:30; 2020-01-26: 52:00; 2020-01-27: 4:00; 2020-01-28: 6:00; 2020-01-29: 2:00; 2020-01-30: 0:00; 2020-01-31: 0:00; 2020-02-01: 0:00; 2020-02-02: 4:00; 2020-02-03: 0:00; 2020-02-04: 0:00; 2020-02-05: 0:00; 2020-02-06: 0:00; 2020-02-07: 0:00
52.335 | 2019-12-22 | 52 | 2019-12-07: #REF!; 2019-12-08: #REF!; 2019-12-09: #REF!; 2019-12-10: #REF!; 2019-12-11: #REF!; 2019-12-12: #REF!; 2019-12-13: #REF!; 2019-12-14: #REF!; 2019-12-15: #REF!; 2019-12-16: #REF!; 2019-12-17: #REF!; 2019-12-18: #REF!; 2019-12-19: #REF!; 2019-12-20: #REF!; 2019-12-21: #REF!; 2019-12-22: #REF!; 2019-12-23: #REF!; 2019-12-24: #REF!; 2019-12-25: #REF!; 2019-12-26: #REF!; 2019-12-27: #REF!; 2019-12-28: #REF!; 2019-12-29: #REF!; 2019-12-30: #REF!; 2019-12-31: #REF!; 2020-01-01: #REF!; 2020-01-02: #REF!; 2020-01-03: #REF!; 2020-01-04: #REF!; 2020-01-05: #REF!; 2020-01-06: #REF!; 2020-01-07: #REF!; 2020-01-08: #REF!; 2020-01-09: #REF!; 2020-01-10: #REF!; 2020-01-11: #REF!; 2020-01-12: #REF!; 2020-01-13: #REF!; 2020-01-14: #REF!; 2020-01-15: #REF!; 2020-01-16: #REF!; 2020-01-17: #REF!; 2020-01-18: #REF!; 2020-01-19: #REF!; 2020-01-20: #REF!; 2020-01-21: #REF!; 2020-01-22: #REF!; 2020-01-23: #REF!; 2020-01-24: #REF!; 2020-01-25: #REF!; 2020-01-26: #REF!; 2020-01-27: #REF!; 2020-01-28: #REF!; 2020-01-29: #REF!; 2020-01-30: #REF!; 2020-01-31: #REF!; 2020-02-01: #REF!; 2020-02-02: #REF!; 2020-02-03: #REF!; 2020-02-04: #REF!; 2020-02-05: #REF!; 2020-02-06: #REF!; 2020-02-07: #REF!
52.545 | 2020-05-22 | 52 | 2020-05-18: 0:00; 2020-05-19: 0:00; 2020-05-20: 1:00; 2020-05-21: 3:00; 2020-05-22: 7:45; 2020-05-23: 0:00; 2020-05-24: 0:00; 2020-05-25: 0:00; 2020-05-26: 5:00; 2020-05-27: 0:00; 2020-05-28: 0:00; 2020-05-29: 1:30; 2020-05-30: 8:45; 2020-05-31: 0:00; 2020-06-01: 0:00; 2020-06-02: 10:00; 2020-06-03: 7:30; 2020-06-04: 0:00; 2020-06-05: 0:00; 2020-06-06: 2:30; 2020-06-07: 8:30; 2020-06-08: 0:00; 2020-06-09: 0:00; 2020-06-10: 0:00; 2020-06-11: 8:30; 2020-06-12: 14:30; 2020-06-13: 5:30; 2020-06-14: 10:30; 2020-06-15: 15:45; 2020-06-16: 6:30; 2020-06-17: 13:30; 2020-06-18: 1:30; 2020-06-19: 13:45; 2020-06-20: 2:45; 2020-06-21: 2:45; 2020-06-22: 3:45; 2020-06-23: 5:45; 2020-06-24: 4:45; 2020-06-25: 4:45; 2020-06-26: 3:30; 2020-06-27: 3:30; 2020-06-28: 3:30; 2020-06-29: 5:15; 2020-06-30: 3:30; 2020-07-01: 20:00; 2020-07-02: 20:00; 2020-07-03: 22:00; 2020-07-04: 62:00; 2020-07-05: 11:30; 2020-07-06: 4:00; 2020-07-07: 0:00; 2020-07-08: 0:00; 2020-07-09: 0:00; 2020-07-10: 0:00; 2020-07-11: 5:00; 2020-07-12: 0:00; 2020-07-13: 0:00; 2020-07-14: 0:00; 2020-07-15: 0:00; 2020-07-16: 0:00; 2020-07-17: 0:00; 2020-07-18: 0:00; 2020-07-19: 0:00; 2020-07-20: 0:00; 2020-07-21: 0:00; 2020-07-22: 0:00; 2020-07-23: 0:00; 2020-07-24: 0:00; 2020-07-25: 0:00; 2020-07-26: 0:00; 2020-07-27: 0:00; 2020-07-28: 0:00; 2020-07-29: 0:00; 2020-07-30: 0:00; 2020-07-31: 0:00; 2020-08-01: 0:00; 2020-08-02: 0:00; 2020-08-03: 0:00; 2020-08-04: 0:00; 2020-08-05: 0:00; 2020-08-06: 0:00; 2020-08-07: 0:00; 2020-08-08: 0:00; 2020-08-09: 0:00; 2020-08-10: 0:00; 2020-08-11: 0:00
50.593 | 2020-06-03 | 50 | 2020-05-20: 8:30; 2020-05-21: 0:00; 2020-05-22: 0:00; 2020-05-23: 0:00; 2020-05-24: 0:00; 2020-05-25: 0:00; 2020-05-26: 0:00; 2020-05-27: 0:00; 2020-05-28: 0:00; 2020-05-29: 0:00; 2020-05-30: 0:00; 2020-05-31: 0:00; 2020-06-01: 0:00; 2020-06-02: 4:15; 2020-06-03: 5:00; 2020-06-04: 0:00; 2020-06-05: 0:15; 2020-06-06: 3:30; 2020-06-07: 0:00; 2020-06-08: 2:15; 2020-06-09: 7:00; 2020-06-10: 4:00; 2020-06-11: 10:15; 2020-06-12: 8:00; 2020-06-13: 0:00; 2020-06-14: 0:15; 2020-06-15: 8:00; 2020-06-16: 0:00; 2020-06-17: 0:15; 2020-06-18: 8:00; 2020-06-19: 9:00; 2020-06-20: 8:00; 2020-06-21: 9:15; 2020-06-22: 13:00; 2020-06-23: 7:30; 2020-06-24: 13:45; 2020-06-25: 16:45; 2020-06-26: 16:30; 2020-06-27: 12:45; 2020-06-28: 7:00; 2020-06-29: 3:30; 2020-06-30: 4:00; 2020-07-01: 3:00; 2020-07-02: 3:00; 2020-07-03: 3:00; 2020-07-04: 3:15; 2020-07-05: 4:15; 2020-07-06: 15:15; 2020-07-07: 15:15; 2020-07-08: 15:15; 2020-07-09: 52:00; 2020-07-10: 18:00; 2020-07-11: 2:00; 2020-07-12: 0:00; 2020-07-13: 0:00; 2020-07-14: 0:00; 2020-07-15: 0:00; 2020-07-16: 0:00; 2020-07-17: 5:00; 2020-07-18: 0:00; 2020-07-19: 0:00; 2020-07-20: 0:00; 2020-07-21: 0:00; 2020-07-22: 0:00; 2020-07-23: 0:00; 2020-07-24: 0:00; 2020-07-25: 0:00; 2020-07-26: 0:00; 2020-07-27: 0:00; 2020-07-28: 0:00; 2020-07-29: 0:00; 2020-07-30: 0:00; 2020-07-31: 0:00; 2020-08-01: 0:00; 2020-08-02: 0:00; 2020-08-03: 0:00; 2020-08-04: 0:00; 2020-08-05: 0:00; 2020-08-06: 0:00; 2020-08-07: 0:00; 2020-08-08: 0:00; 2020-08-09: 0:00; 2020-08-10: 0:00; 2020-08-11: 0:00; 2020-08-12: 0:00
52.546 | 2020-06-03 | 52 | 2020-05-22: 0:00; 2020-05-23: 0:00; 2020-05-24: 0:00; 2020-05-25: 0:00; 2020-05-26: 0:00; 2020-05-27: 8:30; 2020-05-28: 0:00; 2020-05-29: 0:00; 2020-05-30: 0:00; 2020-05-31: 0:00; 2020-06-01: 1:00; 2020-06-02: 3:00; 2020-06-03: 7:45; 2020-06-04: 0:00; 2020-06-05: 0:00; 2020-06-06: 0:00; 2020-06-07: 5:00; 2020-06-08: 0:00; 2020-06-09: 0:00; 2020-06-10: 1:30; 2020-06-11: 8:45; 2020-06-12: 0:00; 2020-06-13: 0:00; 2020-06-14: 10:00; 2020-06-15: 7:30; 2020-06-16: 0:00; 2020-06-17: 0:00; 2020-06-18: 2:30; 2020-06-19: 8:30; 2020-06-20: 0:00; 2020-06-21: 0:00; 2020-06-22: 0:00; 2020-06-23: 8:30; 2020-06-24: 14:30; 2020-06-25: 5:30; 2020-06-26: 10:30; 2020-06-27: 15:45; 2020-06-28: 6:30; 2020-06-29: 13:30; 2020-06-30: 1:30; 2020-07-01: 13:45; 2020-07-02: 2:45; 2020-07-03: 2:45; 2020-07-04: 3:45; 2020-07-05: 5:45; 2020-07-06: 4:45; 2020-07-07: 4:45; 2020-07-08: 3:30; 2020-07-09: 3:30; 2020-07-10: 3:30; 2020-07-11: 5:15; 2020-07-12: 3:30; 2020-07-13: 20:00; 2020-07-14: 20:00; 2020-07-15: 22:00; 2020-07-16: 62:00; 2020-07-17: 11:30; 2020-07-18: 4:00; 2020-07-19: 0:00; 2020-07-20: 0:00; 2020-07-21: 0:00; 2020-07-22: 0:00; 2020-07-23: 5:00; 2020-07-24: 0:00; 2020-07-25: 0:00; 2020-07-26: 0:00; 2020-07-27: 0:00; 2020-07-28: 0:00; 2020-07-29: 0:00; 2020-07-30: 0:00; 2020-07-31: 0:00; 2020-08-01: 0:00; 2020-08-02: 0:00; 2020-08-03: 0:00; 2020-08-04: 0:00; 2020-08-05: 0:00; 2020-08-06: 0:00
62.532 | 2020-06-10 | 62 | 2020-05-27: 6:30; 2020-05-28: #REF!; 2020-05-29: #REF!; 2020-05-30: #REF!; 2020-05-31: #REF!; 2020-06-01: #REF!; 2020-06-02: #REF!; 2020-06-03: #REF!; 2020-06-04: #REF!; 2020-06-05: #REF!; 2020-06-06: #REF!; 2020-06-07: #REF!; 2020-06-08: 0:00; 2020-06-09: 3:15; 2020-06-10: 7:00; 2020-06-11: 0:00; 2020-06-12: 0:00; 2020-06-13: 0:15; 2020-06-14: 5:30; 2020-06-15: 0:00; 2020-06-16: 2:15; 2020-06-17: 8:00; 2020-06-18: 4:00; 2020-06-19: 9:00; 2020-06-20: 0:15; 2020-06-21: 5:00; 2020-06-22: 0:00; 2020-06-23: 0:15; 2020-06-24: 5:30; 2020-06-25: 0:00; 2020-06-26: 0:15; 2020-06-27: 6:30; 2020-06-28: 0:00; 2020-06-29: 9:30; 2020-06-30: 6:00; 2020-07-01: 9:45; 2020-07-02: 12:00; 2020-07-03: 9:30; 2020-07-04: 13:45; 2020-07-05: 14:15; 2020-07-06: 16:30; 2020-07-07: 13:15; 2020-07-08: 7:00; 2020-07-09: 3:30; 2020-07-10: 5:30; 2020-07-11: 3:30; 2020-07-12: 3:00; 2020-07-13: 5:30; 2020-07-14: 3:00; 2020-07-15: 4:00; 2020-07-16: 17:45; 2020-07-17: 17:45; 2020-07-18: 17:45; 2020-07-19: 17:30; 2020-07-20: 17:30; 2020-07-21: 52:00; 2020-07-22: 4:00; 2020-07-23: 6:00; 2020-07-24: 2:00; 2020-07-25: 0:00; 2020-07-26: 0:00; 2020-07-27: 0:00; 2020-07-28: 4:00; 2020-07-29: 0:00; 2020-07-30: 0:00; 2020-07-31: 0:00; 2020-08-01: 0:00; 2020-08-02: 0:00; 2020-08-03: 0:00; 2020-08-04: 0:00; 2020-08-05: 0:00; 2020-08-06: 0:00; 2020-08-07: 0:00; 2020-08-08: 0:00; 2020-08-09: 0:00; 2020-08-10: 0:00; 2020-08-11: 0:00; 2020-08-12: 0:00; 2020-08-13: 0:00; 2020-08-14: 0:00; 2020-08-15: 0:00; 2020-08-16: 0:00; 2020-08-17: 0:00; 2020-08-18: 0:00; 2020-08-19: 0:00; 2020-08-20: 0:00; 2020-08-21: 0:00; 2020-08-22: 0:00
50.594 | 2020-06-21 | 50 | 2020-06-07: 8:30; 2020-06-08: 0:00; 2020-06-09: 0:00; 2020-06-10: 0:00; 2020-06-11: 0:00; 2020-06-12: 0:00; 2020-06-13: 0:00; 2020-06-14: 0:00; 2020-06-15: 0:00; 2020-06-16: 0:00; 2020-06-17: 0:00; 2020-06-18: 0:00; 2020-06-19: 0:00; 2020-06-20: 4:15; 2020-06-21: 5:00; 2020-06-22: 0:00; 2020-06-23: 0:15; 2020-06-24: 3:30; 2020-06-25: 0:00; 2020-06-26: 2:15; 2020-06-27: 7:00; 2020-06-28: 4:00; 2020-06-29: 10:15; 2020-06-30: 8:00; 2020-07-01: 0:00; 2020-07-02: 0:15; 2020-07-03: 8:00; 2020-07-04: 0:00; 2020-07-05: 0:15; 2020-07-06: 8:00; 2020-07-07: 9:00; 2020-07-08: 8:00; 2020-07-09: 9:15; 2020-07-10: 13:00; 2020-07-11: 7:30; 2020-07-12: 13:45; 2020-07-13: 16:45; 2020-07-14: 16:30; 2020-07-15: 12:45; 2020-07-16: 7:00; 2020-07-17: 3:30; 2020-07-18: 4:00; 2020-07-19: 3:00; 2020-07-20: 3:00; 2020-07-21: 3:00; 2020-07-22: 3:15; 2020-07-23: 4:15; 2020-07-24: 15:15; 2020-07-25: 15:15; 2020-07-26: 15:15; 2020-07-27: 52:00; 2020-07-28: 18:00; 2020-07-29: 2:00; 2020-07-30: 0:00; 2020-07-31: 0:00; 2020-08-01: 0:00; 2020-08-02: 0:00; 2020-08-03: 0:00; 2020-08-04: 5:00; 2020-08-05: 0:00; 2020-08-06: 0:00; 2020-08-07: 0:00; 2020-08-08: 0:00; 2020-08-09: 0:00; 2020-08-10: 0:00; 2020-08-11: 0:00; 2020-08-12: 0:00; 2020-08-13: 0:00; 2020-08-14: 0:00; 2020-08-15: 0:00; 2020-08-16: 0:00; 2020-08-17: 0:00; 2020-08-18: 0:00; 2020-08-19: 0:00; 2020-08-20: 0:00; 2020-08-21: 0:00
52.547 | 2020-06-21 | 52 | 2020-06-06: 0:00; 2020-06-07: 6:30; 2020-06-08: 0:00; 2020-06-09: 0:00; 2020-06-10: 0:00; 2020-06-11: 0:00; 2020-06-12: 0:00; 2020-06-13: 0:00; 2020-06-14: 8:30; 2020-06-15: 0:00; 2020-06-16: 0:00; 2020-06-17: 0:00; 2020-06-18: 0:00; 2020-06-19: 1:00; 2020-06-20: 3:00; 2020-06-21: 7:45; 2020-06-22: 0:00; 2020-06-23: 0:00; 2020-06-24: 0:00; 2020-06-25: 5:00; 2020-06-26: 0:00; 2020-06-27: 0:00; 2020-06-28: 1:30; 2020-06-29: 8:45; 2020-06-30: 0:00; 2020-07-01: 0:00; 2020-07-02: 10:00; 2020-07-03: 7:30; 2020-07-04: 0:00; 2020-07-05: 0:00; 2020-07-06: 2:30; 2020-07-07: 8:30; 2020-07-08: 0:00; 2020-07-09: 0:00; 2020-07-10: 0:00; 2020-07-11: 8:30; 2020-07-12: 14:30; 2020-07-13: 5:30; 2020-07-14: 10:30; 2020-07-15: 15:45; 2020-07-16: 6:30; 2020-07-17: 13:30; 2020-07-18: 1:30; 2020-07-19: 13:45; 2020-07-20: 2:45; 2020-07-21: 2:45; 2020-07-22: 3:45; 2020-07-23: 5:45; 2020-07-24: 4:45; 2020-07-25: 4:45; 2020-07-26: 3:30; 2020-07-27: 3:30; 2020-07-28: 3:30; 2020-07-29: 5:15; 2020-07-30: 3:30; 2020-07-31: 20:00; 2020-08-01: 20:00; 2020-08-02: 22:00; 2020-08-03: 62:00; 2020-08-04: 11:30; 2020-08-05: 4:00; 2020-08-06: 0:00; 2020-08-07: 0:00; 2020-08-08: 0:00; 2020-08-09: 0:00; 2020-08-10: 5:00; 2020-08-11: 0:00; 2020-08-12: 0:00; 2020-08-13: 0:00; 2020-08-14: 0:00; 2020-08-15: 0:00; 2020-08-16: 0:00; 2020-08-17: 0:00; 2020-08-18: 0:00; 2020-08-19: 0:00; 2020-08-20: 0:00; 2020-08-21: 0:00
52.5431 | 2020-06-27 | 52 | 2020-06-14: 0:00; 2020-06-15: 0:00; 2020-06-16: 0:00; 2020-06-17: 0:00; 2020-06-18: 0:00; 2020-06-19: 0:00; 2020-06-20: 8:30; 2020-06-21: 0:00; 2020-06-22: 0:00; 2020-06-23: 0:00; 2020-06-24: 0:00; 2020-06-25: 1:00; 2020-06-26: 3:00; 2020-06-27: 7:45; 2020-06-28: 0:00; 2020-06-29: 0:00; 2020-06-30: 0:00; 2020-07-01: 5:00; 2020-07-02: 0:00; 2020-07-03: 0:00; 2020-07-04: 1:30; 2020-07-05: 8:45; 2020-07-06: 0:00; 2020-07-07: 0:00; 2020-07-08: 10:00; 2020-07-09: 7:30; 2020-07-10: 0:00; 2020-07-11: 0:00; 2020-07-12: 2:30; 2020-07-13: 8:30; 2020-07-14: 0:00; 2020-07-15: 0:00; 2020-07-16: 0:00; 2020-07-17: 8:30; 2020-07-18: 14:30; 2020-07-19: 5:30; 2020-07-20: 10:30; 2020-07-21: 15:45; 2020-07-22: 6:30; 2020-07-23: 13:30; 2020-07-24: 1:30; 2020-07-25: 13:45; 2020-07-26: 2:45; 2020-07-27: 2:45; 2020-07-28: 3:45; 2020-07-29: 5:45; 2020-07-30: 4:45; 2020-07-31: 4:45; 2020-08-01: 3:30; 2020-08-02: 3:30; 2020-08-03: 3:30; 2020-08-04: 5:15; 2020-08-05: 3:30; 2020-08-06: 20:00; 2020-08-07: 20:00; 2020-08-08: 22:00; 2020-08-09: 62:00; 2020-08-10: 11:30; 2020-08-11: 4:00; 2020-08-12: 0:00; 2020-08-13: 0:00; 2020-08-14: 0:00; 2020-08-15: 0:00; 2020-08-16: 5:00; 2020-08-17: 0:00; 2020-08-18: 0:00; 2020-08-19: 0:00; 2020-08-20: 0:00; 2020-08-21: 0:00; 2020-08-22: 0:00; 2020-08-23: 0:00; 2020-08-24: 0:00; 2020-08-25: 0:00; 2020-08-26: 0:00; 2020-08-27: 0:00; 2020-08-28: 0:00; 2020-08-29: 0:00; 2020-08-30: 0:00; 2020-08-31: 0:00; 2020-09-01: 0:00; 2020-09-02: 0:00; 2020-09-03: 0:00; 2020-09-04: 0:00; 2020-09-05: 0:00; 2020-09-06: 0:00; 2020-09-07: 0:00; 2020-09-08: 0:00; 2020-09-09: 0:00; 2020-09-10: 0:00; 2020-09-11: 0:00; 2020-09-12: 0:00; 2020-09-13: 0:00; 2020-09-14: 0:00; 2020-09-15: 0:00; 2020-09-16: 0:00
52.548 | 2020-07-09 | 52 | 2020-06-24: 0:00; 2020-06-25: 6:30; 2020-06-26: 0:00; 2020-06-27: 0:00; 2020-06-28: 0:00; 2020-06-29: 0:00; 2020-06-30: 0:00; 2020-07-01: 0:00; 2020-07-02: 8:30; 2020-07-03: 0:00; 2020-07-04: 0:00; 2020-07-05: 0:00; 2020-07-06: 0:00; 2020-07-07: 1:00; 2020-07-08: 3:00; 2020-07-09: 7:45; 2020-07-10: 0:00; 2020-07-11: 0:00; 2020-07-12: 0:00; 2020-07-13: 5:00; 2020-07-14: 0:00; 2020-07-15: 0:00; 2020-07-16: 1:30; 2020-07-17: 8:45; 2020-07-18: 0:00; 2020-07-19: 0:00; 2020-07-20: 10:00; 2020-07-21: 7:30; 2020-07-22: 0:00; 2020-07-23: 0:00; 2020-07-24: 2:30; 2020-07-25: 8:30; 2020-07-26: 0:00; 2020-07-27: 0:00; 2020-07-28: 0:00; 2020-07-29: 8:30; 2020-07-30: 14:30; 2020-07-31: 5:30; 2020-08-01: 10:30; 2020-08-02: 15:45; 2020-08-03: 6:30; 2020-08-04: 13:30; 2020-08-05: 1:30; 2020-08-06: 13:45; 2020-08-07: 2:45; 2020-08-08: 2:45; 2020-08-09: 3:45; 2020-08-10: 5:45; 2020-08-11: 4:45; 2020-08-12: 4:45; 2020-08-13: 3:30; 2020-08-14: 3:30; 2020-08-15: 3:30; 2020-08-16: 5:15; 2020-08-17: 3:30; 2020-08-18: 20:00; 2020-08-19: 20:00; 2020-08-20: 22:00; 2020-08-21: 62:00; 2020-08-22: 11:30; 2020-08-23: 4:00; 2020-08-24: 0:00; 2020-08-25: 0:00; 2020-08-26: 0:00; 2020-08-27: 0:00; 2020-08-28: 5:00; 2020-08-29: 0:00; 2020-08-30: 0:00; 2020-08-31: 0:00; 2020-09-01: 0:00; 2020-09-02: 0:00; 2020-09-03: 0:00
52.549 | 2020-07-21 | 52 | 2020-07-06: 0:00; 2020-07-07: 6:30; 2020-07-08: 0:00; 2020-07-09: 0:00; 2020-07-10: 0:00; 2020-07-11: 0:00; 2020-07-12: 0:00; 2020-07-13: 0:00; 2020-07-14: 8:30; 2020-07-15: 0:00; 2020-07-16: 0:00; 2020-07-17: 0:00; 2020-07-18: 0:00; 2020-07-19: 1:00; 2020-07-20: 3:00; 2020-07-21: 7:45; 2020-07-22: 0:00; 2020-07-23: 0:00; 2020-07-24: 0:00; 2020-07-25: 5:00; 2020-07-26: 0:00; 2020-07-27: 0:00; 2020-07-28: 1:30; 2020-07-29: 8:45; 2020-07-30: 0:00; 2020-07-31: 0:00; 2020-08-01: 10:00; 2020-08-02: 7:30; 2020-08-03: 0:00; 2020-08-04: 0:00; 2020-08-05: 2:30; 2020-08-06: 8:30; 2020-08-07: 0:00; 2020-08-08: 0:00; 2020-08-09: 0:00; 2020-08-10: 8:30; 2020-08-11: 14:30; 2020-08-12: 5:30; 2020-08-13: 10:30; 2020-08-14: 15:45; 2020-08-15: 6:30; 2020-08-16: 13:30; 2020-08-17: 1:30; 2020-08-18: 13:45; 2020-08-19: 2:45; 2020-08-20: 2:45; 2020-08-21: 3:45; 2020-08-22: 5:45; 2020-08-23: 4:45; 2020-08-24: 4:45; 2020-08-25: 3:30; 2020-08-26: 3:30; 2020-08-27: 3:30; 2020-08-28: 5:15; 2020-08-29: 3:30; 2020-08-30: 20:00; 2020-08-31: 20:00; 2020-09-01: 22:00; 2020-09-02: 62:00; 2020-09-03: 11:30; 2020-09-04: 4:00; 2020-09-05: 0:00; 2020-09-06: 0:00; 2020-09-07: 0:00; 2020-09-08: 0:00; 2020-09-09: 5:00; 2020-09-10: 0:00; 2020-09-11: 0:00; 2020-09-12: 0:00; 2020-09-13: 0:00; 2020-09-14: 0:00; 2020-09-15: 0:00; 2020-09-16: 0:00; 2020-09-17: 0:00; 2020-09-18: 0:00; 2020-09-19: 0:00; 2020-09-20: 0:00; 2020-09-21: 0:00; 2020-09-22: 0:00
52.550 | 2020-07-27 | 52 | 2020-07-12: 0:00; 2020-07-13: 6:30; 2020-07-14: 0:00; 2020-07-15: 0:00; 2020-07-16: 0:00; 2020-07-17: 0:00; 2020-07-18: 0:00; 2020-07-19: 0:00; 2020-07-20: 8:30; 2020-07-21: 0:00; 2020-07-22: 0:00; 2020-07-23: 0:00; 2020-07-24: 0:00; 2020-07-25: 1:00; 2020-07-26: 3:00; 2020-07-27: 7:45; 2020-07-28: 0:00; 2020-07-29: 0:00; 2020-07-30: 0:00; 2020-07-31: 5:00; 2020-08-01: 0:00; 2020-08-02: 0:00; 2020-08-03: 1:30; 2020-08-04: 8:45; 2020-08-05: 0:00; 2020-08-06: 0:00; 2020-08-07: 10:00; 2020-08-08: 7:30; 2020-08-09: 0:00; 2020-08-10: 0:00; 2020-08-11: 2:30; 2020-08-12: 8:30; 2020-08-13: 0:00; 2020-08-14: 0:00; 2020-08-15: 0:00; 2020-08-16: 8:30; 2020-08-17: 14:30; 2020-08-18: 5:30; 2020-08-19: 10:30; 2020-08-20: 15:45; 2020-08-21: 6:30; 2020-08-22: 13:30; 2020-08-23: 1:30; 2020-08-24: 13:45; 2020-08-25: 2:45; 2020-08-26: 2:45; 2020-08-27: 3:45; 2020-08-28: 5:45; 2020-08-29: 4:45; 2020-08-30: 4:45; 2020-08-31: 3:30; 2020-09-01: 3:30; 2020-09-02: 3:30; 2020-09-03: 5:15; 2020-09-04: 3:30; 2020-09-05: 20:00; 2020-09-06: 20:00; 2020-09-07: 22:00; 2020-09-08: 62:00; 2020-09-09: 11:30; 2020-09-10: 4:00; 2020-09-11: 0:00; 2020-09-12: 0:00; 2020-09-13: 0:00; 2020-09-14: 0:00; 2020-09-15: 5:00; 2020-09-16: 0:00; 2020-09-17: 0:00; 2020-09-18: 0:00; 2020-09-19: 0:00; 2020-09-20: 0:00; 2020-09-21: 0:00
11.533 | 2020-08-06 | 11 | 2020-07-23: 8:30; 2020-07-24: 0:00; 2020-07-25: 0:00; 2020-07-26: 0:00; 2020-07-27: 0:00; 2020-07-28: 0:00; 2020-07-29: 0:00; 2020-07-30: 0:00; 2020-07-31: 0:00; 2020-08-01: 0:00; 2020-08-02: 0:00; 2020-08-03: 0:00; 2020-08-04: 0:00; 2020-08-05: 5:45; 2020-08-06: 10:00; 2020-08-07: 0:00; 2020-08-08: 0:00; 2020-08-09: 9:45; 2020-08-10: 0:00; 2020-08-11: 0:00; 2020-08-12: 0:00; 2020-08-13: 10:00; 2020-08-14: 4:00; 2020-08-15: 8:00; 2020-08-16: 11:15; 2020-08-17: 0:00; 2020-08-18: 0:00; 2020-08-19: 0:00; 2020-08-20: 8:45; 2020-08-21: 13:30; 2020-08-22: 13:15; 2020-08-23: 13:00; 2020-08-24: 6:00; 2020-08-25: 14:30; 2020-08-26: 14:15; 2020-08-27: 15:00; 2020-08-28: 18:45; 2020-08-29: 20:00; 2020-08-30: 6:45; 2020-08-31: 14:30; 2020-09-01: 11:00; 2020-09-02: 7:00; 2020-09-03: 5:00; 2020-09-04: 5:00; 2020-09-05: 5:00; 2020-09-06: 5:00; 2020-09-07: 5:00; 2020-09-08: 17:00; 2020-09-09: 17:00; 2020-09-10: 17:00; 2020-09-11: 17:00; 2020-09-12: 17:15; 2020-09-13: 54:00; 2020-09-14: 20:00; 2020-09-15: 4:00; 2020-09-16: 2:00; 2020-09-17: 0:00; 2020-09-18: 0:00; 2020-09-19: 0:00; 2020-09-20: 0:00; 2020-09-21: 5:00; 2020-09-23: 0:00
11.534 | 2020-08-12 | 11 | 2020-07-29: 8:30; 2020-07-30: 0:00; 2020-07-31: 0:00; 2020-08-01: 0:00; 2020-08-02: 0:00; 2020-08-03: 0:00; 2020-08-04: 0:00; 2020-08-05: 0:00; 2020-08-06: 0:00; 2020-08-07: 0:00; 2020-08-08: 0:00; 2020-08-09: 0:00; 2020-08-10: 0:00; 2020-08-11: 5:45; 2020-08-12: 10:00; 2020-08-13: 0:00; 2020-08-14: 0:00; 2020-08-15: 9:45; 2020-08-16: 0:00; 2020-08-17: 0:00; 2020-08-18: 0:00; 2020-08-19: 10:00; 2020-08-20: 4:00; 2020-08-21: 8:00; 2020-08-22: 11:15; 2020-08-23: 0:00; 2020-08-24: 0:00; 2020-08-25: 0:00; 2020-08-26: 8:45; 2020-08-27: 13:30; 2020-08-28: 13:15; 2020-08-29: 13:00; 2020-08-30: 6:00; 2020-08-31: 14:30; 2020-09-01: 14:15; 2020-09-02: 15:00; 2020-09-03: 18:45; 2020-09-04: 20:00; 2020-09-05: 6:45; 2020-09-06: 14:30; 2020-09-07: 11:00; 2020-09-08: 7:00; 2020-09-09: 5:00; 2020-09-10: 5:00; 2020-09-11: 5:00; 2020-09-12: 5:00; 2020-09-13: 5:00; 2020-09-14: 17:00; 2020-09-15: 17:00; 2020-09-16: 17:00; 2020-09-17: 17:00; 2020-09-18: 17:15; 2020-09-19: 54:00; 2020-09-20: 20:00; 2020-09-21: 4:00; 2020-09-22: 2:00; 2020-09-23: 0:00; 2020-09-24: 0:00; 2020-09-25: 0:00; 2020-09-26: 0:00; 2020-09-27: 5:00; 2020-09-28: 5:00; 2020-09-29: 0:00; 2020-09-30: 0:00; 2020-10-01: 0:00; 2020-10-02: 0:00; 2020-10-03: 0:00; 2020-10-04: 0:00; 2020-10-05: 0:00; 2020-10-06: 0:00; 2020-10-07: 0:00
62.533 | 2020-08-15 | 62 | 2020-08-01: 6:30; 2020-08-02: #REF!; 2020-08-03: #REF!; 2020-08-04: #REF!; 2020-08-05: #REF!; 2020-08-06: #REF!; 2020-08-07: #REF!; 2020-08-08: #REF!; 2020-08-09: #REF!; 2020-08-10: #REF!; 2020-08-11: #REF!; 2020-08-12: #REF!; 2020-08-13: 0:00; 2020-08-14: 3:15; 2020-08-15: 7:00; 2020-08-16: 0:00; 2020-08-17: 0:00; 2020-08-18: 0:15; 2020-08-19: 5:30; 2020-08-20: 0:00; 2020-08-21: 2:15; 2020-08-22: 8:00; 2020-08-23: 4:00; 2020-08-24: 9:00; 2020-08-25: 0:15; 2020-08-26: 5:00; 2020-08-27: 0:00; 2020-08-28: 0:15; 2020-08-29: 5:30; 2020-08-30: 0:00; 2020-08-31: 0:15; 2020-09-01: 6:30; 2020-09-02: 0:00; 2020-09-03: 9:30; 2020-09-04: 6:00; 2020-09-05: 9:45; 2020-09-06: 12:00; 2020-09-07: 9:30; 2020-09-08: 13:45; 2020-09-09: 14:15; 2020-09-10: 16:30; 2020-09-11: 13:15; 2020-09-12: 7:00; 2020-09-13: 3:30; 2020-09-14: 5:30; 2020-09-15: 3:30; 2020-09-16: 3:00; 2020-09-17: 5:30; 2020-09-18: 3:00; 2020-09-19: 4:00; 2020-09-20: 17:45; 2020-09-21: 17:45; 2020-09-22: 17:45; 2020-09-23: 17:30; 2020-09-24: 17:30; 2020-09-25: 52:00; 2020-09-26: 4:00; 2020-09-27: 6:00; 2020-09-28: 2:00; 2020-09-29: 0:00; 2020-09-30: 0:00; 2020-10-01: 0:00; 2020-10-02: 4:00; 2020-10-03: 0:00; 2020-10-04: 0:00; 2020-10-05: 0:00; 2020-10-06: 0:00; 2020-10-07: 0:00
11.536 | 2020-08-30 | 11 | 2020-08-16: 8:30; 2020-08-17: 0:00; 2020-08-18: 0:00; 2020-08-19: 0:00; 2020-08-20: 0:00; 2020-08-21: 0:00; 2020-08-22: 0:00; 2020-08-23: 0:00; 2020-08-24: 0:00; 2020-08-25: 0:00; 2020-08-26: 0:00; 2020-08-27: 0:00; 2020-08-28: 0:00; 2020-08-29: 5:45; 2020-08-30: 10:00; 2020-08-31: 0:00; 2020-09-01: 0:00; 2020-09-02: 9:45; 2020-09-03: 0:00; 2020-09-04: 0:00; 2020-09-05: 0:00; 2020-09-06: 10:00; 2020-09-07: 4:00; 2020-09-08: 8:00; 2020-09-09: 11:15; 2020-09-10: 0:00; 2020-09-11: 0:00; 2020-09-12: 0:00; 2020-09-13: 8:45; 2020-09-14: 13:30; 2020-09-15: 13:15; 2020-09-16: 13:00; 2020-09-17: 6:00; 2020-09-18: 14:30; 2020-09-19: 14:15; 2020-09-20: 15:00; 2020-09-21: 18:45; 2020-09-22: 20:00; 2020-09-23: 6:45; 2020-09-24: 14:30; 2020-09-25: 11:00; 2020-09-26: 7:00; 2020-09-27: 5:00; 2020-09-28: 5:00; 2020-09-29: 5:00; 2020-09-30: 5:00; 2020-10-01: 5:00; 2020-10-02: 17:00; 2020-10-03: 17:00; 2020-10-04: 17:00; 2020-10-05: 17:00; 2020-10-06: 17:15; 2020-10-07: 54:00; 2020-10-08: 20:00; 2020-10-09: 4:00; 2020-10-10: 2:00; 2020-10-11: 0:00; 2020-10-12: 0:00; 2020-10-13: 0:00; 2020-10-14: 0:00; 2020-10-15: 5:00; 2020-10-16: 5:00; 2020-10-17: 0:00; 2020-10-18: 0:00; 2020-10-19: 0:00; 2020-10-20: 0:00; 2020-10-21: 0:00
52.551 | 2020-09-01 | 52 | 2020-08-17: 0:00; 2020-08-18: 6:30; 2020-08-19: 0:00; 2020-08-20: 0:00; 2020-08-21: 0:00; 2020-08-22: 0:00; 2020-08-23: 0:00; 2020-08-24: 0:00; 2020-08-25: 8:30; 2020-08-26: 0:00; 2020-08-27: 0:00; 2020-08-28: 0:00; 2020-08-29: 0:00; 2020-08-30: 1:00; 2020-08-31: 3:00; 2020-09-01: 7:45; 2020-09-02: 0:00; 2020-09-03: 0:00; 2020-09-04: 0:00; 2020-09-05: 5:00; 2020-09-06: 0:00; 2020-09-07: 0:00; 2020-09-08: 1:30; 2020-09-09: 8:45; 2020-09-10: 0:00; 2020-09-11: 0:00; 2020-09-12: 10:00; 2020-09-13: 7:30; 2020-09-14: 0:00; 2020-09-15: 0:00; 2020-09-16: 2:30; 2020-09-17: 8:30; 2020-09-18: 0:00; 2020-09-19: 0:00; 2020-09-20: 0:00; 2020-09-21: 8:30; 2020-09-22: 14:30; 2020-09-23: 5:30; 2020-09-24: 10:30; 2020-09-25: 15:45; 2020-09-26: 6:30; 2020-09-27: 13:30; 2020-09-28: 1:30; 2020-09-29: 13:45; 2020-09-30: 2:45; 2020-10-01: 2:45; 2020-10-02: 3:45; 2020-10-03: 5:45; 2020-10-04: 4:45; 2020-10-05: 4:45; 2020-10-06: 3:30; 2020-10-07: 3:30; 2020-10-08: 3:30; 2020-10-09: 5:15; 2020-10-10: 3:30; 2020-10-11: 20:00; 2020-10-12: 20:00; 2020-10-13: 22:00; 2020-10-14: 62:00; 2020-10-15: 11:30; 2020-10-16: 4:00; 2020-10-17: 0:00; 2020-10-18: 0:00; 2020-10-19: 0:00; 2020-10-20: 0:00; 2020-10-21: 5:00; 2020-10-22: 0:00; 2020-10-23: 0:00; 2020-10-24: 0:00; 2020-10-25: 0:00; 2020-10-26: 0:00; 2020-10-27: 0:00; 2020-10-28: 0:00; 2020-10-29: 0:00; 2020-10-30: 0:00
11.536 | 2020-09-11 | 11 | 2020-08-28: 8:30; 2020-08-29: 0:00; 2020-08-30: 0:00; 2020-08-31: 0:00; 2020-09-01: 0:00; 2020-09-02: 0:00; 2020-09-03: 0:00; 2020-09-04: 0:00; 2020-09-05: 0:00; 2020-09-06: 0:00; 2020-09-07: 0:00; 2020-09-08: 0:00; 2020-09-09: 0:00; 2020-09-10: 5:45; 2020-09-11: 10:00; 2020-09-12: 0:00; 2020-09-13: 0:00; 2020-09-14: 9:45; 2020-09-15: 0:00; 2020-09-16: 0:00; 2020-09-17: 0:00; 2020-09-18: 10:00; 2020-09-19: 4:00; 2020-09-20: 8:00; 2020-09-21: 11:15; 2020-09-22: 0:00; 2020-09-23: 0:00; 2020-09-24: 0:00; 2020-09-25: 8:45; 2020-09-26: 13:30; 2020-09-27: 13:15; 2020-09-28: 13:00; 2020-09-29: 6:00; 2020-09-30: 14:30; 2020-10-01: 14:15; 2020-10-02: 15:00; 2020-10-03: 18:45; 2020-10-04: 20:00; 2020-10-05: 6:45; 2020-10-06: 14:30; 2020-10-07: 11:00; 2020-10-08: 7:00; 2020-10-09: 5:00; 2020-10-10: 5:00; 2020-10-11: 5:00; 2020-10-12: 5:00; 2020-10-13: 5:00; 2020-10-14: 17:00; 2020-10-15: 17:00; 2020-10-16: 17:00; 2020-10-17: 17:00; 2020-10-18: 17:15; 2020-10-19: 54:00; 2020-10-20: 20:00; 2020-10-21: 4:00; 2020-10-22: 2:00; 2020-10-23: 0:00; 2020-10-24: 0:00; 2020-10-25: 0:00; 2020-10-26: 0:00; 2020-10-27: 5:00; 2020-10-28: 5:00; 2020-10-29: 0:00; 2020-10-30: 0:00; 2020-10-31: 0:00; 2020-11-01: 0:00; 2020-11-02: 0:00; 2020-11-03: 0:00; 2020-11-04: 0:00; 2020-11-05: 0:00
52.552 | 2020-09-13 | 52 | 2020-08-29: 0:00; 2020-08-30: 6:30; 2020-08-31: 0:00; 2020-09-01: 0:00; 2020-09-02: 0:00; 2020-09-03: 0:00; 2020-09-04: 0:00; 2020-09-05: 0:00; 2020-09-06: 8:30; 2020-09-07: 0:00; 2020-09-08: 0:00; 2020-09-09: 0:00; 2020-09-10: 0:00; 2020-09-11: 1:00; 2020-09-12: 3:00; 2020-09-13: 7:45; 2020-09-14: 0:00; 2020-09-15: 0:00; 2020-09-16: 0:00; 2020-09-17: 5:00; 2020-09-18: 0:00; 2020-09-19: 0:00; 2020-09-20: 1:30; 2020-09-21: 8:45; 2020-09-22: 0:00; 2020-09-23: 0:00; 2020-09-24: 10:00; 2020-09-25: 7:30; 2020-09-26: 0:00; 2020-09-27: 0:00; 2020-09-28: 2:30; 2020-09-29: 8:30; 2020-09-30: 0:00; 2020-10-01: 0:00; 2020-10-02: 0:00; 2020-10-03: 8:30; 2020-10-04: 14:30; 2020-10-05: 5:30; 2020-10-06: 10:30; 2020-10-07: 15:45; 2020-10-08: 6:30; 2020-10-09: 13:30; 2020-10-10: 1:30; 2020-10-11: 13:45; 2020-10-12: 2:45; 2020-10-13: 2:45; 2020-10-14: 3:45; 2020-10-15: 5:45; 2020-10-16: 4:45; 2020-10-17: 4:45; 2020-10-18: 3:30; 2020-10-19: 3:30; 2020-10-20: 3:30; 2020-10-21: 5:15; 2020-10-22: 3:30; 2020-10-23: 20:00; 2020-10-24: 20:00; 2020-10-25: 22:00; 2020-10-26: 62:00; 2020-10-27: 11:30; 2020-10-28: 4:00; 2020-10-29: 0:00; 2020-10-30: 0:00; 2020-10-31: 0:00; 2020-11-01: 0:00; 2020-11-02: 5:00; 2020-11-03: 0:00; 2020-11-04: 0:00; 2020-11-05: 0:00; 2020-11-06: 0:00; 2020-11-07: 0:00; 2020-11-08: 0:00; 2020-11-09: 0:00; 2020-11-10: 0:00; 2020-11-11: 0:00; 2020-11-12: 0:00; 2020-11-13: 0:00; 2020-11-14: 0:00; 2020-11-15: 0:00; 2020-11-16: 0:00; 2020-11-17: 0:00; 2020-11-18: 0:00; 2020-11-19: 0:00; 2020-11-20: 0:00; 2020-11-21: 0:00; 2020-11-22: 0:00; 2020-11-23: 0:00; 2020-11-24: 0:00; 2020-11-25: 0:00; 2020-11-26: 0:00
52.558 | 2020-09-19 | 52 | 2020-09-04: 0:00; 2020-09-05: 6:30; 2020-09-06: 0:00; 2020-09-07: 0:00; 2020-09-08: 0:00; 2020-09-09: 0:00; 2020-09-10: 0:00; 2020-09-11: 0:00; 2020-09-12: 8:30; 2020-09-13: 0:00; 2020-09-14: 0:00; 2020-09-15: 0:00; 2020-09-16: 0:00; 2020-09-17: 1:00; 2020-09-18: 3:00; 2020-09-19: 7:45; 2020-09-20: 0:00; 2020-09-21: 0:00; 2020-09-22: 0:00; 2020-09-23: 5:00; 2020-09-24: 0:00; 2020-09-25: 0:00; 2020-09-26: 1:30; 2020-09-27: 8:45; 2020-09-28: 0:00; 2020-09-29: 0:00; 2020-09-30: 10:00; 2020-10-01: 7:30; 2020-10-02: 0:00; 2020-10-03: 0:00; 2020-10-04: 2:30; 2020-10-05: 8:30; 2020-10-06: 0:00; 2020-10-07: 0:00; 2020-10-08: 0:00; 2020-10-09: 8:30; 2020-10-10: 14:30; 2020-10-11: 5:30; 2020-10-12: 10:30; 2020-10-13: 15:45; 2020-10-14: 6:30; 2020-10-15: 13:30; 2020-10-16: 1:30; 2020-10-17: 13:45; 2020-10-18: 2:45; 2020-10-19: 2:45; 2020-10-20: 3:45; 2020-10-21: 5:45; 2020-10-22: 4:45; 2020-10-23: 4:45; 2020-10-24: 3:30; 2020-10-25: 3:30; 2020-10-26: 3:30; 2020-10-27: 5:15; 2020-10-28: 3:30; 2020-10-29: 20:00; 2020-10-30: 20:00; 2020-10-31: 22:00; 2020-11-01: 62:00; 2020-11-02: 11:30; 2020-11-03: 4:00; 2020-11-04: 0:00; 2020-11-05: 0:00; 2020-11-06: 0:00; 2020-11-07: 0:00; 2020-11-08: 5:00; 2020-11-09: 0:00; 2020-11-10: 0:00; 2020-11-11: 0:00; 2020-11-12: 0:00; 2020-11-13: 0:00; 2020-11-14: 0:00; 2020-11-15: 0:00; 2020-11-16: 0:00; 2020-11-17: 0:00; 2020-11-18: 0:00; 2020-11-19: 0:00; 2020-11-20: 0:00; 2020-11-21: 0:00; 2020-11-22: 0:00; 2020-11-23: 0:00; 2020-11-24: 0:00; 2020-11-25: 0:00; 2020-11-26: 0:00
52.558 | 2020-09-18 | 50 | 2020-09-04: 8:30; 2020-09-05: 0:00; 2020-09-06: 0:00; 2020-09-07: 0:00; 2020-09-08: 0:00; 2020-09-09: 0:00; 2020-09-10: 0:00; 2020-09-11: 0:00; 2020-09-12: 0:00; 2020-09-13: 0:00; 2020-09-14: 0:00; 2020-09-15: 0:00; 2020-09-16: 0:00; 2020-09-17: 4:15; 2020-09-18: 5:00; 2020-09-19: 0:00; 2020-09-20: 0:15; 2020-09-21: 3:30; 2020-09-22: 0:00; 2020-09-23: 2:15; 2020-09-24: 7:00; 2020-09-25: 4:00; 2020-09-26: 10:15; 2020-09-27: 8:00; 2020-09-28: 0:00; 2020-09-29: 0:15; 2020-09-30: 8:00; 2020-10-01: 0:00; 2020-10-02: 0:15; 2020-10-03: 8:00; 2020-10-04: 9:00; 2020-10-05: 8:00; 2020-10-06: 9:15; 2020-10-07: 13:00; 2020-10-08: 7:30; 2020-10-09: 13:45; 2020-10-10: 16:45; 2020-10-11: 16:30; 2020-10-12: 12:45; 2020-10-13: 7:00; 2020-10-14: 3:30; 2020-10-15: 4:00; 2020-10-16: 3:00; 2020-10-17: 3:00; 2020-10-18: 3:00; 2020-10-19: 3:15; 2020-10-20: 4:15; 2020-10-21: 15:15; 2020-10-22: 15:15; 2020-10-23: 15:15; 2020-10-24: 52:00; 2020-10-25: 18:00; 2020-10-26: 2:00; 2020-10-27: 0:00; 2020-10-28: 0:00; 2020-10-29: 0:00; 2020-10-30: 0:00; 2020-10-31: 0:00; 2020-11-01: 5:00; 2020-11-02: 0:00; 2020-11-03: 0:00; 2020-11-04: 0:00; 2020-11-05: 0:00; 2020-11-06: 0:00; 2020-11-07: 0:00; 2020-11-08: 0:00; 2020-11-09: 0:00; 2020-11-10: 0:00; 2020-11-11: 0:00; 2020-11-12: 0:00; 2020-11-13: 0:00; 2020-11-14: 0:00; 2020-11-15: 0:00; 2020-11-16: 0:00; 2020-11-17: 0:00; 2020-11-18: 0:00; 2020-11-19: 0:00; 2020-11-20: 0:00; 2020-11-21: 0:00; 2020-11-22: 0:00; 2020-11-23: 0:00; 2020-11-24: 0:00; 2020-11-25: 0:00; 2020-11-26: 0:00
95.503 | 2020-09-27 | 50 | 2020-09-13: 8:30; 2020-09-14: 0:00; 2020-09-15: 0:00; 2020-09-16: 0:00; 2020-09-17: 0:00; 2020-09-18: 0:00; 2020-09-19: 0:00; 2020-09-20: 0:00; 2020-09-21: 0:00; 2020-09-22: 0:00; 2020-09-23: 0:00; 2020-09-24: 0:00; 2020-09-25: 0:00; 2020-09-26: 4:15; 2020-09-27: 5:00; 2020-09-28: 0:00; 2020-09-29: 0:15; 2020-09-30: 3:30; 2020-10-01: 0:00; 2020-10-02: 2:15; 2020-10-03: 7:00; 2020-10-04: 4:00; 2020-10-05: 10:15; 2020-10-06: 8:00; 2020-10-07: 0:00; 2020-10-08: 0:15; 2020-10-09: 8:00; 2020-10-10: 0:00; 2020-10-11: 0:15; 2020-10-12: 8:00; 2020-10-13: 9:00; 2020-10-14: 8:00; 2020-10-15: 9:15; 2020-10-16: 13:00; 2020-10-17: 7:30; 2020-10-18: 13:45; 2020-10-19: 16:45; 2020-10-20: 16:30; 2020-10-21: 12:45; 2020-10-22: 7:00; 2020-10-23: 3:30; 2020-10-24: 4:00; 2020-10-25: 3:00; 2020-10-26: 3:00; 2020-10-27: 3:00; 2020-10-28: 3:15; 2020-10-29: 4:15; 2020-10-30: 15:15; 2020-10-31: 15:15; 2020-11-01: 15:15; 2020-11-02: 52:00; 2020-11-03: 18:00; 2020-11-04: 2:00; 2020-11-05: 0:00; 2020-11-06: 0:00; 2020-11-07: 0:00; 2020-11-08: 0:00; 2020-11-09: 0:00; 2020-11-10: 5:00; 2020-11-11: 0:00; 2020-11-12: 0:00; 2020-11-13: 0:00; 2020-11-14: 0:00; 2020-11-15: 0:00; 2020-11-16: 0:00; 2020-11-17: 0:00; 2020-11-18: 0:00; 2020-11-19: 0:00; 2020-11-20: 0:00; 2020-11-21: 0:00; 2020-11-22: 0:00; 2020-11-23: 0:00; 2020-11-24: 0:00; 2020-11-25: 0:00; 2020-11-26: 0:00
12.501 | 2020-10-11 | 50 | 2020-09-27: 8:30; 2020-09-28: 0:00; 2020-09-29: 0:00; 2020-09-30: 0:00; 2020-10-01: 0:00; 2020-10-02: 0:00; 2020-10-03: 0:00; 2020-10-04: 0:00; 2020-10-05: 0:00; 2020-10-06: 0:00; 2020-10-07: 0:00; 2020-10-08: 0:00; 2020-10-09: 0:00; 2020-10-10: 4:15; 2020-10-11: 5:00; 2020-10-12: 0:00; 2020-10-13: 0:15; 2020-10-14: 3:30; 2020-10-15: 0:00; 2020-10-16: 2:15; 2020-10-17: 7:00; 2020-10-18: 4:00; 2020-10-19: 10:15; 2020-10-20: 8:00; 2020-10-21: 0:00; 2020-10-22: 0:15; 2020-10-23: 8:00; 2020-10-24: 0:00; 2020-10-25: 0:15; 2020-10-26: 8:00; 2020-10-27: 9:00; 2020-10-28: 8:00; 2020-10-29: 9:15; 2020-10-30: 13:00; 2020-10-31: 7:30; 2020-11-01: 13:45; 2020-11-02: 16:45; 2020-11-03: 16:30; 2020-11-04: 12:45; 2020-11-05: 7:00; 2020-11-06: 3:30; 2020-11-07: 4:00; 2020-11-08: 3:00; 2020-11-09: 3:00; 2020-11-10: 3:00; 2020-11-11: 3:15; 2020-11-12: 4:15; 2020-11-13: 15:15; 2020-11-14: 15:15; 2020-11-15: 15:15; 2020-11-16: 52:00; 2020-11-17: 18:00; 2020-11-18: 2:00; 2020-11-19: 0:00; 2020-11-20: 0:00; 2020-11-21: 0:00; 2020-11-22: 0:00; 2020-11-23: 0:00; 2020-11-24: 5:00; 2020-11-25: 0:00; 2020-11-26: 0:00; 2020-11-27: 0:00; 2020-11-28: 0:00; 2020-11-29: 0:00; 2020-11-30: 0:00; 2020-12-01: 0:00; 2020-12-02: 0:00; 2020-12-03: 0:00; 2020-12-04: 0:00; 2020-12-05: 0:00; 2020-12-06: 0:00; 2020-12-07: 0:00; 2020-12-08: 0:00; 2020-12-09: 0:00; 2020-12-10: 0:00; 2020-12-11: 0:00; 2020-12-12: 0:00; 2020-12-13: 0:00; 2020-12-14: 0:00; 2020-12-15: 0:00; 2020-12-16: 0:00; 2020-12-17: 0:00; 2020-12-18: 0:00; 2020-12-19: 0:00; 2020-12-20: 0:00; 2020-12-21: 0:00; 2020-12-22: 0:00; 2020-12-23: 0:00; 2020-12-24: 0:00; 2020-12-25: 0:00; 2020-12-26: 0:00; 2020-12-27: 0:00; 2020-12-28: 0:00; 2020-12-29: 0:00; 2020-12-30: 0:00; 2020-12-31: 0:00; 2021-01-01: 0:00; 2021-01-02: 0:00; 2021-01-03: 0:00; 2021-01-04: 0:00; 2021-01-05: 0:00; 2021-01-06: 0:00; 2021-01-07: 0:00; 2021-01-08: 0:00; 2021-01-09: 0:00; 2021-01-10: 0:00; 2021-01-11: 0:00; 2021-01-12: 0:00; 2021-01-13: 0:00; 2021-01-14: 0:00; 2021-01-15: 0:00; 2021-01-16: 0:00; 2021-01-17: 0:00; 2021-01-18: 0:00; 2021-01-19: 0:00; 2021-01-20: 0:00; 2021-01-21: 0:00; 2021-01-22: 0:00; 2021-01-23: 0:00; 2021-01-24: 0:00; 2021-01-25: 0:00; 2021-01-26: 0:00; 2021-01-27: 0:00; 2021-01-28: 0:00; 2021-01-29: 0:00; 2021-01-30: 0:00; 2021-01-31: 0:00; 2021-02-01: 0:00; 2021-02-02: 0:00; 2021-02-03: 0:00; 2021-02-04: 0:00; 2021-02-05: 0:00; 2021-02-06: 0:00; 2021-02-07: 0:00; 2021-02-08: 0:00; 2021-02-09: 0:00; 2021-02-10: 0:00; 2021-02-11: 0:00; 2021-02-12: 0:00
52.558 | 2020-10-13 | 52 | 2020-09-28: 0:00; 2020-09-29: 6:30; 2020-09-30: 0:00; 2020-10-01: 0:00; 2020-10-02: 0:00; 2020-10-03: 0:00; 2020-10-04: 0:00; 2020-10-05: 0:00; 2020-10-06: 8:30; 2020-10-07: 0:00; 2020-10-08: 0:00; 2020-10-09: 0:00; 2020-10-10: 0:00; 2020-10-11: 1:00; 2020-10-12: 3:00; 2020-10-13: 7:45; 2020-10-14: 0:00; 2020-10-15: 0:00; 2020-10-16: 0:00; 2020-10-17: 5:00; 2020-10-18: 0:00; 2020-10-19: 0:00; 2020-10-20: 1:30; 2020-10-21: 8:45; 2020-10-22: 0:00; 2020-10-23: 0:00; 2020-10-24: 10:00; 2020-10-25: 7:30; 2020-10-26: 0:00; 2020-10-27: 0:00; 2020-10-28: 2:30; 2020-10-29: 8:30; 2020-10-30: 0:00; 2020-10-31: 0:00; 2020-11-01: 0:00; 2020-11-02: 8:30; 2020-11-03: 14:30; 2020-11-04: 5:30; 2020-11-05: 10:30; 2020-11-06: 15:45; 2020-11-07: 6:30; 2020-11-08: 13:30; 2020-11-09: 1:30; 2020-11-10: 13:45; 2020-11-11: 2:45; 2020-11-12: 2:45; 2020-11-13: 3:45; 2020-11-14: 5:45; 2020-11-15: 4:45; 2020-11-16: 4:45; 2020-11-17: 3:30; 2020-11-18: 3:30; 2020-11-19: 3:30; 2020-11-20: 5:15; 2020-11-21: 3:30; 2020-11-22: 20:00; 2020-11-23: 20:00; 2020-11-24: 22:00; 2020-11-25: 62:00; 2020-11-26: 11:30; 2020-11-27: 4:00; 2020-11-28: 0:00; 2020-11-29: 0:00; 2020-11-30: 0:00; 2020-12-01: 0:00; 2020-12-02: 5:00; 2020-12-03: 0:00; 2020-12-04: 0:00; 2020-12-05: 0:00; 2020-12-06: 0:00; 2020-12-07: 0:00; 2020-12-08: 0:00; 2020-12-09: 0:00; 2020-12-10: 0:00; 2020-12-11: 0:00; 2020-12-12: 0:00; 2020-12-13: 0:00; 2020-12-14: 0:00; 2020-12-15: 0:00; 2020-12-16: 0:00; 2020-12-17: 0:00; 2020-12-18: 0:00; 2020-12-19: 0:00; 2020-12-20: 0:00; 2020-12-21: 0:00; 2020-12-22: 0:00; 2020-12-23: 0:00; 2020-12-24: 0:00; 2020-12-25: 0:00; 2020-12-26: 0:00; 2020-12-27: 0:00; 2020-12-28: 0:00; 2020-12-29: 0:00; 2020-12-30: 0:00; 2020-12-31: 0:00; 2021-01-01: 0:00; 2021-01-02: 0:00; 2021-01-03: 0:00; 2021-01-04: 0:00; 2021-01-05: 0:00; 2021-01-06: 0:00; 2021-01-07: 0:00; 2021-01-08: 0:00; 2021-01-09: 0:00; 2021-01-10: 0:00; 2021-01-11: 0:00; 2021-01-12: 0:00; 2021-01-13: 0:00; 2021-01-14: 0:00; 2021-01-15: 0:00; 2021-01-16: 0:00; 2021-01-17: 0:00; 2021-01-18: 0:00; 2021-01-19: 0:00; 2021-01-20: 0:00; 2021-01-21: 0:00; 2021-01-22: 0:00; 2021-01-23: 0:00; 2021-01-24: 0:00; 2021-01-25: 0:00; 2021-01-26: 0:00; 2021-01-27: 0:00; 2021-01-28: 0:00; 2021-01-29: 0:00; 2021-01-30: 0:00; 2021-01-31: 0:00; 2021-02-01: 0:00; 2021-02-02: 0:00; 2021-02-03: 0:00; 2021-02-04: 0:00; 2021-02-05: 0:00; 2021-02-06: 0:00; 2021-02-07: 0:00; 2021-02-08: 0:00; 2021-02-09: 0:00; 2021-02-10: 0:00; 2021-02-11: 0:00; 2021-02-12: 0:00
52.558 | 2020-10-19 | 52 | 2020-10-04: 0:00; 2020-10-05: 6:30; 2020-10-06: 0:00; 2020-10-07: 0:00; 2020-10-08: 0:00; 2020-10-09: 0:00; 2020-10-10: 0:00; 2020-10-11: 0:00; 2020-10-12: 8:30; 2020-10-13: 0:00; 2020-10-14: 0:00; 2020-10-15: 0:00; 2020-10-16: 0:00; 2020-10-17: 1:00; 2020-10-18: 3:00; 2020-10-19: 7:45; 2020-10-20: 0:00; 2020-10-21: 0:00; 2020-10-22: 0:00; 2020-10-23: 5:00; 2020-10-24: 0:00; 2020-10-25: 0:00; 2020-10-26: 1:30; 2020-10-27: 8:45; 2020-10-28: 0:00; 2020-10-29: 0:00; 2020-10-30: 10:00; 2020-10-31: 7:30; 2020-11-01: 0:00; 2020-11-02: 0:00; 2020-11-03: 2:30; 2020-11-04: 8:30; 2020-11-05: 0:00; 2020-11-06: 0:00; 2020-11-07: 0:00; 2020-11-08: 8:30; 2020-11-09: 14:30; 2020-11-10: 5:30; 2020-11-11: 10:30; 2020-11-12: 15:45; 2020-11-13: 6:30; 2020-11-14: 13:30; 2020-11-15: 1:30; 2020-11-16: 13:45; 2020-11-17: 2:45; 2020-11-18: 2:45; 2020-11-19: 3:45; 2020-11-20: 5:45; 2020-11-21: 4:45; 2020-11-22: 4:45; 2020-11-23: 3:30; 2020-11-24: 3:30; 2020-11-25: 3:30; 2020-11-26: 5:15; 2020-11-27: 3:30; 2020-11-28: 20:00; 2020-11-29: 20:00; 2020-11-30: 22:00; 2020-12-01: 62:00; 2020-12-02: 11:30; 2020-12-03: 4:00; 2020-12-04: 0:00; 2020-12-05: 0:00; 2020-12-06: 0:00; 2020-12-07: 0:00; 2020-12-08: 5:00; 2020-12-09: 0:00; 2020-12-10: 0:00; 2020-12-11: 0:00; 2020-12-12: 0:00; 2020-12-13: 0:00; 2020-12-14: 0:00; 2020-12-15: 0:00; 2020-12-16: 0:00; 2020-12-17: 0:00; 2020-12-18: 0:00; 2020-12-19: 0:00; 2020-12-20: 0:00; 2020-12-21: 0:00; 2020-12-22: 0:00; 2020-12-23: 0:00; 2020-12-24: 0:00; 2020-12-25: 0:00; 2020-12-26: 0:00; 2020-12-27: 0:00; 2020-12-28: 0:00; 2020-12-29: 0:00; 2020-12-30: 0:00; 2020-12-31: 0:00; 2021-01-01: 0:00; 2021-01-02: 0:00; 2021-01-03: 0:00; 2021-01-04: 0:00; 2021-01-05: 0:00; 2021-01-06: 0:00; 2021-01-07: 0:00; 2021-01-08: 0:00; 2021-01-09: 0:00; 2021-01-10: 0:00; 2021-01-11: 0:00; 2021-01-12: 0:00; 2021-01-13: 0:00; 2021-01-14: 0:00; 2021-01-15: 0:00; 2021-01-16: 0:00; 2021-01-17: 0:00; 2021-01-18: 0:00; 2021-01-19: 0:00; 2021-01-20: 0:00; 2021-01-21: 0:00; 2021-01-22: 0:00; 2021-01-23: 0:00; 2021-01-24: 0:00; 2021-01-25: 0:00; 2021-01-26: 0:00; 2021-01-27: 0:00; 2021-01-28: 0:00; 2021-01-29: 0:00; 2021-01-30: 0:00; 2021-01-31: 0:00; 2021-02-01: 0:00; 2021-02-02: 0:00; 2021-02-03: 0:00; 2021-02-04: 0:00; 2021-02-05: 0:00; 2021-02-06: 0:00; 2021-02-07: 0:00; 2021-02-08: 0:00; 2021-02-09: 0:00; 2021-02-10: 0:00; 2021-02-11: 0:00; 2021-02-12: 0:00
50.595 | 2020-10-31 | 50 | 2020-10-17: 8:30; 2020-10-18: 0:00; 2020-10-19: 0:00; 2020-10-20: 0:00; 2020-10-21: 0:00; 2020-10-22: 0:00; 2020-10-23: 0:00; 2020-10-24: 0:00; 2020-10-25: 0:00; 2020-10-26: 0:00; 2020-10-27: 0:00; 2020-10-28: 0:00; 2020-10-29: 0:00; 2020-10-30: 4:15; 2020-10-31: 5:00; 2020-11-01: 0:00; 2020-11-02: 0:15; 2020-11-03: 3:30; 2020-11-04: 0:00; 2020-11-05: 2:15; 2020-11-06: 7:00; 2020-11-07: 4:00; 2020-11-08: 10:15; 2020-11-09: 8:00; 2020-11-10: 0:00; 2020-11-11: 0:15; 2020-11-12: 8:00; 2020-11-13: 0:00; 2020-11-14: 0:15; 2020-11-15: 8:00; 2020-11-16: 9:00; 2020-11-17: 8:00; 2020-11-18: 9:15; 2020-11-19: 13:00; 2020-11-20: 7:30; 2020-11-21: 13:45; 2020-11-22: 16:45; 2020-11-23: 16:30; 2020-11-24: 12:45; 2020-11-25: 7:00; 2020-11-26: 3:30; 2020-11-27: 4:00; 2020-11-28: 3:00; 2020-11-29: 3:00; 2020-11-30: 3:00; 2020-12-01: 3:15; 2020-12-02: 4:15; 2020-12-03: 15:15; 2020-12-04: 15:15; 2020-12-05: 15:15; 2020-12-06: 52:00; 2020-12-07: 18:00; 2020-12-08: 2:00; 2020-12-09: 0:00; 2020-12-10: 0:00; 2020-12-11: 0:00; 2020-12-12: 0:00; 2020-12-13: 0:00; 2020-12-14: 5:00; 2020-12-15: 0:00; 2020-12-16: 0:00; 2020-12-17: 0:00; 2020-12-18: 0:00; 2020-12-19: 0:00; 2020-12-20: 0:00; 2020-12-21: 0:00; 2020-12-22: 0:00; 2020-12-23: 0:00; 2020-12-24: 0:00; 2020-12-25: 0:00; 2020-12-26: 0:00; 2020-12-27: 0:00; 2020-12-28: 0:00; 2020-12-29: 0:00; 2020-12-30: 0:00; 2020-12-31: 0:00; 2021-01-01: 0:00; 2021-01-02: 0:00; 2021-01-03: 0:00; 2021-01-04: 0:00; 2021-01-05: 0:00; 2021-01-06: 0:00; 2021-01-07: 0:00; 2021-01-08: 0:00; 2021-01-09: 0:00; 2021-01-10: 0:00; 2021-01-11: 0:00; 2021-01-12: 0:00; 2021-01-13: 0:00; 2021-01-14: 0:00; 2021-01-15: 0:00; 2021-01-16: 0:00; 2021-01-17: 0:00; 2021-01-18: 0:00; 2021-01-19: 0:00; 2021-01-20: 0:00; 2021-01-21: 0:00; 2021-01-22: 0:00; 2021-01-23: 0:00; 2021-01-24: 0:00; 2021-01-25: 0:00; 2021-01-26: 0:00; 2021-01-27: 0:00; 2021-01-28: 0:00; 2021-01-29: 0:00; 2021-01-30: 0:00; 2021-01-31: 0:00; 2021-02-01: 0:00; 2021-02-02: 0:00; 2021-02-03: 0:00; 2021-02-04: 0:00; 2021-02-05: 0:00; 2021-02-06: 0:00; 2021-02-07: 0:00; 2021-02-08: 0:00; 2021-02-09: 0:00; 2021-02-10: 0:00; 2021-02-11: 0:00; 2021-02-12: 0:00
52.558 | 2020-10-31 | 52 | 2020-10-16: 0:00; 2020-10-17: 6:30; 2020-10-18: 0:00; 2020-10-19: 0:00; 2020-10-20: 0:00; 2020-10-21: 0:00; 2020-10-22: 0:00; 2020-10-23: 0:00; 2020-10-24: 8:30; 2020-10-25: 0:00; 2020-10-26: 0:00; 2020-10-27: 0:00; 2020-10-28: 0:00; 2020-10-29: 1:00; 2020-10-30: 3:00; 2020-10-31: 7:45; 2020-11-01: 0:00; 2020-11-02: 0:00; 2020-11-03: 0:00; 2020-11-04: 5:00; 2020-11-05: 0:00; 2020-11-06: 0:00; 2020-11-07: 1:30; 2020-11-08: 8:45; 2020-11-09: 0:00; 2020-11-10: 0:00; 2020-11-11: 10:00; 2020-11-12: 7:30; 2020-11-13: 0:00; 2020-11-14: 0:00; 2020-11-15: 2:30; 2020-11-16: 8:30; 2020-11-17: 0:00; 2020-11-18: 0:00; 2020-11-19: 0:00; 2020-11-20: 8:30; 2020-11-21: 14:30; 2020-11-22: 5:30; 2020-11-23: 10:30; 2020-11-24: 15:45; 2020-11-25: 6:30; 2020-11-26: 13:30; 2020-11-27: 1:30; 2020-11-28: 13:45; 2020-11-29: 2:45; 2020-11-30: 2:45; 2020-12-01: 3:45; 2020-12-02: 5:45; 2020-12-03: 4:45; 2020-12-04: 4:45; 2020-12-05: 3:30; 2020-12-06: 3:30; 2020-12-07: 3:30; 2020-12-08: 5:15; 2020-12-09: 3:30; 2020-12-10: 20:00; 2020-12-11: 20:00; 2020-12-12: 22:00; 2020-12-13: 62:00; 2020-12-14: 11:30; 2020-12-15: 4:00; 2020-12-16: 0:00; 2020-12-17: 0:00; 2020-12-18: 0:00; 2020-12-19: 0:00; 2020-12-20: 5:00; 2020-12-21: 0:00; 2020-12-22: 0:00; 2020-12-23: 0:00; 2020-12-24: 0:00; 2020-12-25: 0:00; 2020-12-26: 0:00; 2020-12-27: 0:00; 2020-12-28: 0:00; 2020-12-29: 0:00; 2020-12-30: 0:00; 2020-12-31: 0:00; 2021-01-01: 0:00; 2021-01-02: 0:00; 2021-01-03: 0:00; 2021-01-04: 0:00; 2021-01-05: 0:00; 2021-01-06: 0:00; 2021-01-07: 0:00; 2021-01-08: 0:00; 2021-01-09: 0:00; 2021-01-10: 0:00; 2021-01-11: 0:00; 2021-01-12: 0:00; 2021-01-13: 0:00; 2021-01-14: 0:00; 2021-01-15: 0:00; 2021-01-16: 0:00; 2021-01-17: 0:00; 2021-01-18: 0:00; 2021-01-19: 0:00; 2021-01-20: 0:00; 2021-01-21: 0:00; 2021-01-22: 0:00; 2021-01-23: 0:00; 2021-01-24: 0:00; 2021-01-25: 0:00; 2021-01-26: 0:00; 2021-01-27: 0:00; 2021-01-28: 0:00; 2021-01-29: 0:00; 2021-01-30: 0:00; 2021-01-31: 0:00; 2021-02-01: 0:00; 2021-02-02: 0:00; 2021-02-03: 0:00; 2021-02-04: 0:00; 2021-02-05: 0:00; 2021-02-06: 0:00; 2021-02-07: 0:00; 2021-02-08: 0:00; 2021-02-09: 0:00; 2021-02-10: 0:00; 2021-02-11: 0:00; 2021-02-12: 0:00
52.559 | 2020-11-06 | 52 | 2020-10-22: 0:00; 2020-10-23: 6:30; 2020-10-24: 0:00; 2020-10-25: 0:00; 2020-10-26: 0:00; 2020-10-27: 0:00; 2020-10-28: 0:00; 2020-10-29: 0:00; 2020-10-30: 8:30; 2020-10-31: 0:00; 2020-11-01: 0:00; 2020-11-02: 0:00; 2020-11-03: 0:00; 2020-11-04: 1:00; 2020-11-05: 3:00; 2020-11-06: 7:45; 2020-11-07: 0:00; 2020-11-08: 0:00; 2020-11-09: 0:00; 2020-11-10: 5:00; 2020-11-11: 0:00; 2020-11-12: 0:00; 2020-11-13: 1:30; 2020-11-14: 8:45; 2020-11-15: 0:00; 2020-11-16: 0:00; 2020-11-17: 10:00; 2020-11-18: 7:30; 2020-11-19: 0:00; 2020-11-20: 0:00; 2020-11-21: 2:30; 2020-11-22: 8:30; 2020-11-23: 0:00; 2020-11-24: 0:00; 2020-11-25: 0:00; 2020-11-26: 8:30; 2020-11-27: 14:30; 2020-11-28: 5:30; 2020-11-29: 10:30; 2020-11-30: 15:45; 2020-12-01: 6:30; 2020-12-02: 13:30; 2020-12-03: 1:30; 2020-12-04: 13:45; 2020-12-05: 2:45; 2020-12-06: 2:45; 2020-12-07: 3:45; 2020-12-08: 5:45; 2020-12-09: 4:45; 2020-12-10: 4:45; 2020-12-11: 3:30; 2020-12-12: 3:30; 2020-12-13: 3:30; 2020-12-14: 5:15; 2020-12-15: 3:30; 2020-12-16: 20:00; 2020-12-17: 20:00; 2020-12-18: 22:00; 2020-12-19: 62:00; 2020-12-20: 11:30; 2020-12-21: 4:00; 2020-12-22: 0:00; 2020-12-23: 0:00; 2020-12-24: 0:00; 2020-12-25: 0:00; 2020-12-26: 5:00; 2020-12-27: 0:00; 2020-12-28: 0:00; 2020-12-29: 0:00; 2020-12-30: 0:00; 2020-12-31: 0:00; 2021-01-01: 0:00; 2021-01-02: 0:00; 2021-01-03: 0:00; 2021-01-04: 0:00; 2021-01-05: 0:00; 2021-01-06: 0:00; 2021-01-07: 0:00; 2021-01-08: 0:00; 2021-01-09: 0:00
52.560 | 2020-11-24 | 52 | 2020-11-10: 6:30; 2020-11-11: 0:00; 2020-11-12: 0:00; 2020-11-13: 0:00; 2020-11-14: 0:00; 2020-11-15: 0:00; 2020-11-16: 0:00; 2020-11-17: 8:30; 2020-11-18: 0:00; 2020-11-19: 0:00; 2020-11-20: 0:00; 2020-11-21: 0:00; 2020-11-22: 1:00; 2020-11-23: 3:00; 2020-11-24: 7:45; 2020-11-25: 0:00; 2020-11-26: 0:00; 2020-11-27: 0:00; 2020-11-28: 5:00; 2020-11-29: 0:00; 2020-11-30: 0:00; 2020-12-01: 1:30; 2020-12-02: 8:45; 2020-12-03: 0:00; 2020-12-04: 0:00; 2020-12-05: 10:00; 2020-12-06: 7:30; 2020-12-07: 0:00; 2020-12-08: 0:00; 2020-12-09: 2:30; 2020-12-10: 8:30; 2020-12-11: 0:00; 2020-12-12: 0:00; 2020-12-13: 0:00; 2020-12-14: 8:30; 2020-12-15: 14:30; 2020-12-16: 5:30; 2020-12-17: 10:30; 2020-12-18: 15:45; 2020-12-19: 6:30; 2020-12-20: 13:30; 2020-12-21: 1:30; 2020-12-22: 13:45; 2020-12-23: 2:45; 2020-12-24: 2:45; 2020-12-25: 3:45; 2020-12-26: 5:45; 2020-12-27: 4:45; 2020-12-28: 4:45; 2020-12-29: 3:30; 2020-12-30: 3:30; 2020-12-31: 3:30; 2021-01-01: 5:15; 2021-01-02: 3:30; 2021-01-03: 20:00; 2021-01-04: 20:00; 2021-01-05: 22:00; 2021-01-06: 62:00; 2021-01-07: 11:30; 2021-01-08: 4:00; 2021-01-09: 0:00; 2021-01-10: 0:00; 2021-01-11: 0:00; 2021-01-12: 0:00; 2021-01-13: 5:00; 2021-01-14: 0:00; 2021-01-15: 0:00; 2021-01-16: 0:00; 2021-01-17: 0:00; 2021-01-18: 0:00; 2021-01-19: 0:00; 2021-01-20: 0:00; 2021-01-21: 0:00; 2021-01-22: 0:00; 2021-01-23: 0:00; 2021-01-24: 0:00; 2021-01-25: 0:00; 2021-01-26: 0:00; 2021-01-27: 0:00; 2021-01-28: 0:00; 2021-01-29: 0:00; 2021-01-30: 0:00; 2021-01-31: 0:00; 2021-02-01: 0:00; 2021-02-02: 0:00; 2021-02-03: 0:00; 2021-02-04: 0:00; 2021-02-05: 0:00; 2021-02-06: 0:00; 2021-02-07: 0:00; 2021-02-08: 0:00; 2021-02-09: 0:00; 2021-02-10: 0:00
50.596 | 2020-12-06 | 50 | 2020-11-22: 8:30; 2020-11-23: 0:00; 2020-11-24: 0:00; 2020-11-25: 0:00; 2020-11-26: 0:00; 2020-11-27: 0:00; 2020-11-28: 0:00; 2020-11-29: 0:00; 2020-11-30: 0:00; 2020-12-01: 0:00; 2020-12-02: 0:00; 2020-12-03: 0:00; 2020-12-04: 0:00; 2020-12-05: 4:15; 2020-12-06: 5:00; 2020-12-07: 0:00; 2020-12-08: 0:15; 2020-12-09: 3:30; 2020-12-10: 0:00; 2020-12-11: 2:15; 2020-12-12: 7:00; 2020-12-13: 4:00; 2020-12-14: 10:15; 2020-12-15: 8:00; 2020-12-16: 0:00; 2020-12-17: 0:15; 2020-12-18: 8:00; 2020-12-19: 0:00; 2020-12-20: 0:15; 2020-12-21: 8:00; 2020-12-22: 9:00; 2020-12-23: 8:00; 2020-12-24: 9:15; 2020-12-25: 13:00; 2020-12-26: 7:30; 2020-12-27: 13:45; 2020-12-28: 16:45; 2020-12-29: 16:30; 2020-12-30: 12:45; 2020-12-31: 7:00; 2021-01-01: 3:30; 2021-01-02: 4:00; 2021-01-03: 3:00; 2021-01-04: 3:00; 2021-01-05: 3:00; 2021-01-06: 3:15; 2021-01-07: 4:15; 2021-01-08: 15:15; 2021-01-09: 15:15; 2021-01-10: 15:15; 2021-01-11: 52:00; 2021-01-12: 18:00; 2021-01-13: 2:00; 2021-01-14: 0:00; 2021-01-15: 0:00; 2021-01-16: 0:00; 2021-01-17: 0:00; 2021-01-18: 0:00; 2021-01-19: 5:00; 2021-01-20: 0:00; 2021-01-21: 0:00; 2021-01-22: 0:00; 2021-01-23: 0:00; 2021-01-24: 0:00; 2021-01-25: 0:00; 2021-01-26: 0:00; 2021-01-27: 0:00; 2021-01-28: 0:00; 2021-01-29: 0:00; 2021-01-30: 0:00; 2021-01-31: 0:00; 2021-02-01: 0:00; 2021-02-02: 0:00; 2021-02-03: 0:00; 2021-02-04: 0:00; 2021-02-05: 0:00; 2021-02-06: 0:00; 2021-02-07: 0:00; 2021-02-08: 0:00; 2021-02-09: 0:00; 2021-02-10: 0:00
52.561 | 2020-12-06 | 52 | 2020-11-21: 0:00; 2020-11-22: 6:30; 2020-11-23: 0:00; 2020-11-24: 0:00; 2020-11-25: 0:00; 2020-11-26: 0:00; 2020-11-27: 0:00; 2020-11-28: 0:00; 2020-11-29: 8:30; 2020-11-30: 0:00; 2020-12-01: 0:00; 2020-12-02: 0:00; 2020-12-03: 0:00; 2020-12-04: 1:00; 2020-12-05: 3:00; 2020-12-06: 7:45; 2020-12-07: 0:00; 2020-12-08: 0:00; 2020-12-09: 0:00; 2020-12-10: 5:00; 2020-12-11: 0:00; 2020-12-12: 0:00; 2020-12-13: 1:30; 2020-12-14: 8:45; 2020-12-15: 0:00; 2020-12-16: 0:00; 2020-12-17: 10:00; 2020-12-18: 7:30; 2020-12-19: 0:00; 2020-12-20: 0:00; 2020-12-21: 2:30; 2020-12-22: 8:30; 2020-12-23: 0:00; 2020-12-24: 0:00; 2020-12-25: 0:00; 2020-12-26: 8:30; 2020-12-27: 14:30; 2020-12-28: 5:30; 2020-12-29: 10:30; 2020-12-30: 15:45; 2020-12-31: 6:30; 2021-01-01: 13:30; 2021-01-02: 1:30; 2021-01-03: 13:45; 2021-01-04: 2:45; 2021-01-05: 2:45; 2021-01-06: 3:45; 2021-01-07: 5:45; 2021-01-08: 4:45; 2021-01-09: 4:45; 2021-01-10: 3:30; 2021-01-11: 3:30; 2021-01-12: 3:30; 2021-01-13: 5:15; 2021-01-14: 3:30; 2021-01-15: 20:00; 2021-01-16: 20:00; 2021-01-17: 22:00; 2021-01-18: 62:00; 2021-01-19: 11:30; 2021-01-20: 4:00; 2021-01-21: 0:00; 2021-01-22: 0:00; 2021-01-23: 0:00; 2021-01-24: 0:00; 2021-01-25: 5:00; 2021-01-26: 0:00; 2021-01-27: 0:00; 2021-01-28: 0:00; 2021-01-29: 0:00; 2021-01-30: 0:00; 2021-01-31: 0:00; 2021-02-01: 0:00; 2021-02-02: 0:00; 2021-02-03: 0:00; 2021-02-04: 0:00; 2021-02-05: 0:00; 2021-02-06: 0:00; 2021-02-07: 0:00; 2021-02-08: 0:00; 2021-02-09: 0:00; 2021-02-10: 0:00
52.562 | 2020-12-12 | 52 | 2020-11-27: 0:00; 2020-11-28: 6:30; 2020-11-29: 0:00; 2020-11-30: 0:00; 2020-12-01: 0:00; 2020-12-02: 0:00; 2020-12-03: 0:00; 2020-12-04: 0:00; 2020-12-05: 8:30; 2020-12-06: 0:00; 2020-12-07: 0:00; 2020-12-08: 0:00; 2020-12-09: 0:00; 2020-12-10: 1:00; 2020-12-11: 3:00; 2020-12-12: 7:45; 2020-12-13: 0:00; 2020-12-14: 0:00; 2020-12-15: 0:00; 2020-12-16: 5:00; 2020-12-17: 0:00; 2020-12-18: 0:00; 2020-12-19: 1:30; 2020-12-20: 8:45; 2020-12-21: 0:00; 2020-12-22: 0:00; 2020-12-23: 10:00; 2020-12-24: 7:30; 2020-12-25: 0:00; 2020-12-26: 0:00; 2020-12-27: 2:30; 2020-12-28: 8:30; 2020-12-29: 0:00; 2020-12-30: 0:00; 2020-12-31: 0:00; 2021-01-01: 8:30; 2021-01-02: 14:30; 2021-01-03: 5:30; 2021-01-04: 10:30; 2021-01-05: 15:45; 2021-01-06: 6:30; 2021-01-07: 13:30; 2021-01-08: 1:30; 2021-01-09: 13:45; 2021-01-10: 2:45; 2021-01-11: 2:45; 2021-01-12: 3:45; 2021-01-13: 5:45; 2021-01-14: 4:45; 2021-01-15: 4:45; 2021-01-16: 3:30; 2021-01-17: 3:30; 2021-01-18: 3:30; 2021-01-19: 5:15; 2021-01-20: 3:30; 2021-01-21: 20:00; 2021-01-22: 20:00; 2021-01-23: 22:00; 2021-01-24: 62:00; 2021-01-25: 11:30; 2021-01-26: 4:00; 2021-01-27: 0:00; 2021-01-28: 0:00; 2021-01-29: 0:00; 2021-01-30: 0:00; 2021-01-31: 5:00; 2021-02-01: 0:00; 2021-02-02: 0:00; 2021-02-03: 0:00; 2021-02-04: 0:00; 2021-02-05: 0:00; 2021-02-06: 0:00; 2021-02-07: 0:00; 2021-02-08: 0:00; 2021-02-09: 0:00; 2021-02-10: 0:00
52.563 | 2020-12-31 | 52 | 2020-12-30: 7:45; 2020-12-31: 0:00; 2021-01-01: 0:00; 2021-01-02: 0:00; 2021-01-03: 5:00; 2021-01-04: 0:00; 2021-01-05: 0:00; 2021-01-06: 1:30; 2021-01-07: 8:45; 2021-01-08: 0:00; 2021-01-09: 0:00; 2021-01-10: 10:00; 2021-01-11: 7:30; 2021-01-12: 0:00; 2021-01-13: 0:00; 2021-01-14: 2:30; 2021-01-15: 8:30; 2021-01-16: 0:00; 2021-01-17: 0:00; 2021-01-18: 0:00; 2021-01-19: 8:30; 2021-01-20: 14:30; 2021-01-21: 5:30; 2021-01-22: 10:30; 2021-01-23: 15:45; 2021-01-24: 6:30; 2021-01-25: 13:30; 2021-01-26: 1:30; 2021-01-27: 13:45; 2021-01-28: 2:45; 2021-01-29: 2:45; 2021-01-30: 3:45; 2021-01-31: 5:45; 2021-02-01: 4:45; 2021-02-02: 4:45; 2021-02-03: 3:30; 2021-02-04: 3:30; 2021-02-05: 3:30; 2021-02-06: 5:15; 2021-02-07: 3:30; 2021-02-08: 20:00; 2021-02-09: 20:00; 2021-02-10: 22:00; 2021-02-11: 62:00; 2021-02-12: 11:30; 2021-02-13: 4:00; 2021-02-14: 0:00; 2021-02-15: 0:00; 2021-02-16: 0:00; 2021-02-17: 0:00; 2021-02-18: 5:00; 2021-02-19: 0:00; 2021-02-20: 0:00; 2021-02-21: 0:00; 2021-02-22: 0:00; 2021-02-23: 0:00; 2021-02-24: 0:00; 2021-02-25: 0:00; 2021-02-26: 0:00
52.563 | 2020-12-17 | 52 | 2019-05-08: UZ-2100; 2019-05-09: L-72; 2019-05-10: 17-DEC-20; 2020-12-17: 7:45; 2020-12-18: 0:00; 2020-12-19: 0:00; 2020-12-20: 0:00; 2020-12-21: 5:00; 2020-12-22: 0:00; 2020-12-23: 0:00; 2020-12-24: 1:30; 2020-12-25: 8:45; 2020-12-26: 0:00; 2020-12-27: 0:00; 2020-12-28: 10:00; 2020-12-29: 7:30; 2020-12-30: 0:00; 2020-12-31: 0:00; 2021-01-01: 2:30; 2021-01-02: 8:30; 2021-01-03: 0:00; 2021-01-04: 0:00; 2021-01-05: 0:00; 2021-01-06: 8:30; 2021-01-07: 14:30; 2021-01-08: 5:30; 2021-01-09: 10:30; 2021-01-10: 15:45; 2021-01-11: 6:30; 2021-01-12: 13:30; 2021-01-13: 1:30; 2021-01-14: 13:45; 2021-01-15: 2:45; 2021-01-16: 2:45; 2021-01-17: 3:45; 2021-01-18: 5:45; 2021-01-19: 4:45; 2021-01-20: 4:45; 2021-01-21: 3:30; 2021-01-22: 3:30; 2021-01-23: 3:30; 2021-01-24: 5:15; 2021-01-25: 3:30; 2021-01-26: 20:00; 2021-01-27: 20:00; 2021-01-28: 22:00; 2021-01-29: 62:00; 2021-01-30: 11:30; 2021-01-31: 4:00; 2021-02-01: 0:00; 2021-02-02: 0:00; 2021-02-03: 0:00; 2021-02-04: 0:00; 2021-02-05: 5:00; 2021-02-06: 0:00; 2021-02-07: 0:00; 2021-02-08: 0:00; 2021-02-09: 0:00; 2021-02-10: 0:00; 2021-02-11: 0:00; 2021-02-12: 0:00; 2021-02-13: 0:00; 2021-02-14: 0:00; 2021-02-15: 0:00; 2021-02-16: 0:00; 2021-02-17: 0:00; 2021-02-18: 0:00; 2021-02-19: 0:00; 2021-02-20: 0:00; 2021-02-21: 0:00; 2021-02-22: 0:00; 2021-02-23: 0:00; 2021-02-24: 0:00; 2021-02-25: 0:00; 2021-02-26: 0:00; 2021-02-27: 0:00; 2021-02-28: 0:00; 2021-03-01: 0:00; 2021-03-02: 0:00; 2021-03-03: 0:00; 2021-03-04: 0:00; 2021-03-05: 0:00; 2021-03-06: 0:00; 2021-03-07: 0:00; 2021-03-08: 0:00; 2021-03-09: 0:00; 2021-03-10: 0:00; 2021-03-11: 0:00; 2021-03-12: 0:00; 2021-03-13: 0:00; 2021-03-14: 0:00; 2021-03-15: 0:00; 2021-03-16: 0:00; 2021-03-17: 0:00; 2021-03-18: 0:00; 2021-03-19: 0:00; 2021-03-20: 0:00; 2021-03-21: 0:00; 2021-03-22: 0:00; 2021-03-23: 0:00; 2021-03-24: 0:00; 2021-03-25: 0:00; 2021-03-26: 0:00; 2021-03-27: 0:00; 2021-03-28: 0:00; 2021-03-29: 0:00; 2021-03-30: 0:00; 2021-03-31: 0:00; 2021-04-01: 0:00; 2021-04-02: 0:00; 2021-04-03: 0:00; 2021-04-04: 0:00; 2021-04-05: 0:00; 2021-04-06: 0:00; 2021-04-07: 0:00
12.501 | 2020-12-31 | 11 | 2019-05-08: Akta Ready; 2019-05-09: L-72; 2019-05-10: 31-DEC-20; 2020-12-31: 10:00; 2021-01-01: 0:00; 2021-01-02: 0:00; 2021-01-03: 9:45; 2021-01-04: 0:00; 2021-01-05: 0:00; 2021-01-06: 0:00; 2021-01-07: 10:00; 2021-01-08: 4:00; 2021-01-09: 8:00; 2021-01-10: 11:15; 2021-01-11: 0:00; 2021-01-12: 0:00; 2021-01-13: 0:00; 2021-01-14: 8:45; 2021-01-15: 13:30; 2021-01-16: 13:15; 2021-01-17: 13:00; 2021-01-18: 6:00; 2021-01-19: 14:30; 2021-01-20: 14:15; 2021-01-21: 15:00; 2021-01-22: 18:45; 2021-01-23: 20:00; 2021-01-24: 6:45; 2021-01-25: 14:30; 2021-01-26: 11:00; 2021-01-27: 7:00; 2021-01-28: 5:00; 2021-01-29: 5:00; 2021-01-30: 5:00; 2021-01-31: 5:00; 2021-02-01: 5:00; 2021-02-02: 17:00; 2021-02-03: 17:00; 2021-02-04: 17:00; 2021-02-05: 17:00; 2021-02-06: 17:15; 2021-02-07: 54:00; 2021-02-08: 20:00; 2021-02-09: 4:00; 2021-02-10: 2:00; 2021-02-11: 0:00; 2021-02-12: 0:00; 2021-02-13: 0:00; 2021-02-14: 0:00; 2021-02-15: 5:00; 2021-02-16: 5:00; 2021-02-17: 0:00; 2021-02-18: 0:00; 2021-02-19: 0:00; 2021-02-20: 0:00; 2021-02-21: 0:00; 2021-02-22: 0:00; 2021-02-23: 0:00; 2021-02-24: 0:00; 2021-02-25: 0:00; 2021-02-26: 0:00; 2021-02-27: 0:00; 2021-02-28: 0:00; 2021-03-01: 0:00; 2021-03-02: 0:00; 2021-03-03: 0:00; 2021-03-04: 0:00; 2021-03-05: 0:00; 2021-03-06: 0:00; 2021-03-07: 0:00; 2021-03-08: 0:00; 2021-03-09: 0:00; 2021-03-10: 0:00; 2021-03-11: 0:00; 2021-03-12: 0:00; 2021-03-13: 0:00; 2021-03-14: 0:00; 2021-03-15: 0:00; 2021-03-16: 0:00; 2021-03-17: 0:00; 2021-03-18: 0:00; 2021-03-19: 0:00; 2021-03-20: 0:00; 2021-03-21: 0:00; 2021-03-22: 0:00; 2021-03-23: 0:00; 2021-03-24: 0:00; 2021-03-25: 0:00; 2021-03-26: 0:00; 2021-03-27: 0:00; 2021-03-28: 0:00; 2021-03-29: 0:00; 2021-03-30: 0:00; 2021-03-31: 0:00; 2021-04-01: 0:00; 2021-04-02: 0:00; 2021-04-03: 0:00; 2021-04-04: 0:00; 2021-04-05: 0:00; 2021-04-06: 0:00
52.564 | 2020-12-29 | 52 | 2019-05-06: PF-0140; 2019-05-08: UZ-2300; 2019-05-09: L-52; 2019-05-10: 29-DEC-20; 2020-12-29: 7:45; 2020-12-30: 0:00; 2020-12-31: 0:00; 2021-01-01: 0:00; 2021-01-02: 5:00; 2021-01-03: 0:00; 2021-01-04: 0:00; 2021-01-05: 1:30; 2021-01-06: 8:45; 2021-01-07: 0:00; 2021-01-08: 0:00; 2021-01-09: 10:00; 2021-01-10: 7:30; 2021-01-11: 0:00; 2021-01-12: 0:00; 2021-01-13: 2:30; 2021-01-14: 8:30; 2021-01-15: 0:00; 2021-01-16: 0:00; 2021-01-17: 0:00; 2021-01-18: 8:30; 2021-01-19: 14:30; 2021-01-20: 5:30; 2021-01-21: 10:30; 2021-01-22: 15:45; 2021-01-23: 6:30; 2021-01-24: 13:30; 2021-01-25: 1:30; 2021-01-26: 13:45; 2021-01-27: 2:45; 2021-01-28: 2:45; 2021-01-29: 3:45; 2021-01-30: 5:45; 2021-01-31: 4:45; 2021-02-01: 4:45; 2021-02-02: 3:30; 2021-02-03: 3:30; 2021-02-04: 3:30; 2021-02-05: 5:15; 2021-02-06: 3:30; 2021-02-07: 20:00; 2021-02-08: 20:00; 2021-02-09: 22:00; 2021-02-10: 62:00; 2021-02-11: 11:30; 2021-02-12: 4:00; 2021-02-13: 0:00; 2021-02-14: 0:00; 2021-02-15: 0:00; 2021-02-16: 0:00; 2021-02-17: 5:00; 2021-02-18: 0:00; 2021-02-19: 0:00; 2021-02-20: 0:00; 2021-02-21: 0:00; 2021-02-22: 0:00; 2021-02-23: 0:00; 2021-02-24: 0:00; 2021-02-25: 0:00; 2021-02-26: 0:00; 2021-02-27: 0:00; 2021-02-28: 0:00; 2021-03-01: 0:00; 2021-03-02: 0:00; 2021-03-03: 0:00; 2021-03-04: 0:00; 2021-03-05: 0:00; 2021-03-06: 0:00; 2021-03-07: 0:00; 2021-03-08: 0:00; 2021-03-09: 0:00; 2021-03-10: 0:00; 2021-03-11: 0:00; 2021-03-12: 0:00; 2021-03-13: 0:00; 2021-03-14: 0:00; 2021-03-15: 0:00; 2021-03-16: 0:00; 2021-03-17: 0:00; 2021-03-18: 0:00; 2021-03-19: 0:00; 2021-03-20: 0:00; 2021-03-21: 0:00; 2021-03-22: 0:00; 2021-03-23: 0:00; 2021-03-24: 0:00; 2021-03-25: 0:00; 2021-03-26: 0:00; 2021-03-27: 0:00; 2021-03-28: 0:00; 2021-03-29: 0:00; 2021-03-30: 0:00; 2021-03-31: 0:00; 2021-04-01: 0:00; 2021-04-02: 0:00; 2021-04-03: 0:00; 2021-04-04: 0:00; 2021-04-05: 0:00; 2021-04-06: 0:00; 2021-04-07: 0:00; 2021-04-08: 0:00; 2021-04-09: 0:00; 2021-04-10: 0:00; 2021-04-11: 0:00; 2021-04-12: 0:00; 2021-04-13: 0:00; 2021-04-14: 0:00; 2021-04-15: 0:00; 2021-04-16: 0:00; 2021-04-17: 0:00; 2021-04-18: 0:00; 2021-04-19: 0:00; 2021-04-20: 0:00; 2021-04-21: 0:00; 2021-04-22: 0:00; 2021-04-23: 0:00; 2021-04-24: 0:00; 2021-04-25: 0:00; 2021-04-26: 0:00; 2021-04-27: 0:00; 2021-04-28: 0:00; 2021-04-29: 0:00; 2021-04-30: 0:00; 2021-05-01: 0:00; 2021-05-02: 0:00; 2021-05-03: 0:00; 2021-05-04: 0:00; 2021-05-05: 0:00; 2021-05-06: 0:00; 2021-05-07: 0:00; 2021-05-08: 0:00; 2021-05-09: 0:00; 2021-05-10: 0:00; 2021-05-11: 0:00; 2021-05-12: 0:00; 2021-05-13: 0:00; 2021-05-14: 0:00; 2021-05-15: 0:00; 2021-05-16: 0:00; 2021-05-17: 0:00; 2021-05-18: 0:00; 2021-05-19: 0:00; 2021-05-20: 0:00; 2021-05-21: 0:00; 2021-05-22: 0:00; 2021-05-23: 0:00; 2021-05-24: 0:00; 2021-05-25: 0:00; 2021-05-26: 0:00; 2021-05-27: 0:00; 2021-05-28: 0:00; 2021-05-29: 0:00; 2021-05-30: 0:00; 2021-05-31: 0:00; 2021-06-01: 0:00; 2021-06-02: 0:00; 2021-06-03: 0:00; 2021-06-04: 0:00; 2021-06-05: 0:00; 2021-06-06: 0:00; 2021-06-07: 0:00; 2021-06-08: 0:00; 2021-06-09: 0:00; 2021-06-10: 0:00; 2021-06-11: 0:00; 2021-06-12: 0:00
52.565 | 2021-01-04 | 52 | 2021-01-04: 7:45; 2021-01-05: 0:00; 2021-01-06: 0:00; 2021-01-07: 0:00; 2021-01-08: 5:00; 2021-01-09: 0:00; 2021-01-10: 0:00; 2021-01-11: 1:30; 2021-01-12: 8:45; 2021-01-13: 0:00; 2021-01-14: 0:00; 2021-01-15: 10:00; 2021-01-16: 7:30; 2021-01-17: 0:00; 2021-01-18: 0:00; 2021-01-19: 2:30; 2021-01-20: 8:30; 2021-01-21: 0:00; 2021-01-22: 0:00; 2021-01-23: 0:00; 2021-01-24: 8:30; 2021-01-25: 14:30; 2021-01-26: 5:30; 2021-01-27: 10:30; 2021-01-28: 15:45; 2021-01-29: 6:30; 2021-01-30: 13:30; 2021-01-31: 1:30; 2021-02-01: 13:45; 2021-02-02: 2:45; 2021-02-03: 2:45; 2021-02-04: 3:45; 2021-02-05: 5:45; 2021-02-06: 4:45; 2021-02-07: 4:45; 2021-02-08: 3:30; 2021-02-09: 3:30; 2021-02-10: 3:30; 2021-02-11: 5:15; 2021-02-12: 3:30; 2021-02-13: 20:00; 2021-02-14: 20:00; 2021-02-15: 22:00; 2021-02-16: 62:00; 2021-02-17: 11:30; 2021-02-18: 4:00; 2021-02-19: 0:00; 2021-02-20: 0:00; 2021-02-21: 0:00; 2021-02-22: 0:00; 2021-02-23: 5:00; 2021-02-24: 0:00; 2021-02-25: 0:00; 2021-02-26: 0:00; 2021-02-27: 0:00; 2021-02-28: 0:00; 2021-03-01: 0:00; 2021-03-02: 0:00; 2021-03-03: 0:00; 2021-03-04: 0:00; 2021-03-05: 0:00; 2021-03-06: 0:00; 2021-03-07: 0:00; 2021-03-08: 0:00; 2021-03-09: 0:00
50.595 | 2021-01-17 | 50 | 2021-01-17: 5:00; 2021-01-18: 0:00; 2021-01-19: 0:15; 2021-01-20: 3:30; 2021-01-21: 0:00; 2021-01-22: 2:15; 2021-01-23: 7:00; 2021-01-24: 4:00; 2021-01-25: 10:15; 2021-01-26: 8:00; 2021-01-27: 0:00; 2021-01-28: 0:15; 2021-01-29: 8:00; 2021-01-30: 0:00; 2021-01-31: 0:15; 2021-02-01: 8:00; 2021-02-02: 9:00; 2021-02-03: 8:00; 2021-02-04: 9:15; 2021-02-05: 13:00; 2021-02-06: 7:30; 2021-02-07: 13:45; 2021-02-08: 16:45; 2021-02-09: 16:30; 2021-02-10: 12:45; 2021-02-11: 7:00; 2021-02-12: 3:30; 2021-02-13: 4:00; 2021-02-14: 3:00; 2021-02-15: 3:00; 2021-02-16: 3:00; 2021-02-17: 3:15; 2021-02-18: 4:15; 2021-02-19: 15:15; 2021-02-20: 15:15; 2021-02-21: 15:15; 2021-02-22: 52:00; 2021-02-23: 18:00; 2021-02-24: 2:00; 2021-02-25: 0:00; 2021-02-26: 0:00; 2021-02-27: 0:00; 2021-02-28: 0:00; 2021-03-01: 0:00; 2021-03-02: 5:00; 2021-03-03: 0:00; 2021-03-04: 0:00; 2021-03-05: 0:00; 2021-03-06: 0:00; 2021-03-07: 0:00; 2021-03-08: 0:00; 2021-03-09: 0:00; 2021-03-10: 0:00; 2021-03-11: 0:00; 2021-03-12: 0:00; 2021-03-13: 0:00; 2021-03-14: 0:00; 2021-03-15: 0:00; 2021-03-16: 0:00; 2021-03-17: 0:00; 2021-03-18: 0:00; 2021-03-19: 0:00; 2021-03-20: 0:00; 2021-03-21: 0:00; 2021-03-22: 0:00; 2021-03-23: 0:00; 2021-03-24: 0:00; 2021-03-25: 0:00; 2021-03-26: 0:00; 2021-03-27: 0:00; 2021-03-28: 0:00; 2021-03-29: 0:00; 2021-03-30: 0:00; 2021-03-31: 0:00; 2021-04-01: 0:00; 2021-04-02: 0:00; 2021-04-03: 0:00; 2021-04-04: 0:00; 2021-04-05: 0:00; 2021-04-06: 0:00; 2021-04-07: 0:00; 2021-04-08: 0:00; 2021-04-09: 0:00; 2021-04-10: 0:00; 2021-04-11: 0:00; 2021-04-12: 0:00; 2021-04-13: 0:00; 2021-04-14: 0:00; 2021-04-15: 0:00; 2021-04-16: 0:00; 2021-04-17: 0:00; 2021-04-18: 0:00; 2021-04-19: 0:00; 2021-04-20: 0:00; 2021-04-21: 0:00; 2021-04-22: 0:00; 2021-04-23: 0:00; 2021-04-24: 0:00; 2021-04-25: 0:00; 2021-04-26: 0:00; 2021-04-27: 0:00; 2021-04-28: 0:00; 2021-04-29: 0:00; 2021-04-30: 0:00; 2021-05-01: 0:00; 2021-05-02: 0:00; 2021-05-03: 0:00; 2021-05-04: 0:00; 2021-05-05: 0:00; 2021-05-06: 0:00; 2021-05-07: 0:00; 2021-05-08: 0:00; 2021-05-09: 0:00; 2021-05-10: 0:00; 2021-05-11: 0:00; 2021-05-12: 0:00; 2021-05-13: 0:00; 2021-05-14: 0:00; 2021-05-15: 0:00; 2021-05-16: 0:00; 2021-05-17: 0:00; 2021-05-18: 0:00; 2021-05-19: 0:00; 2021-05-20: 0:00; 2021-05-21: 0:00; 2021-05-22: 0:00; 2021-05-23: 0:00; 2021-05-24: 0:00; 2021-05-25: 0:00; 2021-05-26: 0:00; 2021-05-27: 0:00; 2021-05-28: 0:00; 2021-05-29: 0:00; 2021-05-30: 0:00; 2021-05-31: 0:00; 2021-06-01: 0:00; 2021-06-02: 0:00; 2021-06-03: 0:00; 2021-06-04: 0:00; 2021-06-05: 0:00; 2021-06-06: 0:00; 2021-06-07: 0:00; 2021-06-08: 0:00; 2021-06-09: 0:00; 2021-06-10: 0:00; 2021-06-11: 0:00
52.566 | 2021-01-16 | 52 | 2021-01-16: 7:45; 2021-01-17: 0:00; 2021-01-18: 0:00; 2021-01-19: 0:00; 2021-01-20: 5:00; 2021-01-21: 0:00; 2021-01-22: 0:00; 2021-01-23: 1:30; 2021-01-24: 8:45; 2021-01-25: 0:00; 2021-01-26: 0:00; 2021-01-27: 10:00; 2021-01-28: 7:30; 2021-01-29: 0:00; 2021-01-30: 0:00; 2021-01-31: 2:30; 2021-02-01: 8:30; 2021-02-02: 0:00; 2021-02-03: 0:00; 2021-02-04: 0:00; 2021-02-05: 8:30; 2021-02-06: 14:30; 2021-02-07: 5:30; 2021-02-08: 10:30; 2021-02-09: 15:45; 2021-02-10: 6:30; 2021-02-11: 13:30; 2021-02-12: 1:30; 2021-02-13: 13:45; 2021-02-14: 2:45; 2021-02-15: 2:45; 2021-02-16: 3:45; 2021-02-17: 5:45; 2021-02-18: 4:45; 2021-02-19: 4:45; 2021-02-20: 3:30; 2021-02-21: 3:30; 2021-02-22: 3:30; 2021-02-23: 5:15; 2021-02-24: 3:30; 2021-02-25: 20:00; 2021-02-26: 20:00; 2021-02-27: 22:00; 2021-02-28: 62:00; 2021-03-01: 11:30; 2021-03-02: 4:00; 2021-03-03: 0:00; 2021-03-04: 0:00; 2021-03-05: 0:00; 2021-03-06: 0:00; 2021-03-07: 5:00; 2021-03-08: 0:00; 2021-03-09: 0:00; 2021-03-10: 0:00; 2021-03-11: 0:00; 2021-03-12: 0:00; 2021-03-13: 0:00; 2021-03-14: 0:00; 2021-03-15: 0:00; 2021-03-16: 0:00; 2021-03-17: 0:00; 2021-03-18: 0:00; 2021-03-19: 0:00; 2021-03-20: 0:00; 2021-03-21: 0:00; 2021-03-22: 0:00; 2021-03-23: 0:00; 2021-03-24: 0:00; 2021-03-25: 0:00; 2021-03-26: 0:00; 2021-03-27: 0:00; 2021-03-28: 0:00; 2021-03-29: 0:00; 2021-03-30: 0:00; 2021-03-31: 0:00; 2021-04-01: 0:00; 2021-04-02: 0:00; 2021-04-03: 0:00; 2021-04-04: 0:00; 2021-04-05: 0:00; 2021-04-06: 0:00; 2021-04-07: 0:00; 2021-04-08: 0:00; 2021-04-09: 0:00; 2021-04-10: 0:00; 2021-04-11: 0:00; 2021-04-12: 0:00; 2021-04-13: 0:00; 2021-04-14: 0:00; 2021-04-15: 0:00; 2021-04-16: 0:00; 2021-04-17: 0:00; 2021-04-18: 0:00; 2021-04-19: 0:00; 2021-04-20: 0:00; 2021-04-21: 0:00; 2021-04-22: 0:00; 2021-04-23: 0:00; 2021-04-24: 0:00; 2021-04-25: 0:00; 2021-04-26: 0:00; 2021-04-27: 0:00; 2021-04-28: 0:00; 2021-04-29: 0:00; 2021-04-30: 0:00; 2021-05-01: 0:00; 2021-05-02: 0:00; 2021-05-03: 0:00; 2021-05-04: 0:00; 2021-05-05: 0:00
52.567 | 2021-01-22 | 52 | 2021-01-22: 7:45; 2021-01-23: 0:00; 2021-01-24: 0:00; 2021-01-25: 0:00; 2021-01-26: 5:00; 2021-01-27: 0:00; 2021-01-28: 0:00; 2021-01-29: 1:30; 2021-01-30: 8:45; 2021-01-31: 0:00; 2021-02-01: 0:00; 2021-02-02: 10:00; 2021-02-03: 7:30; 2021-02-04: 0:00; 2021-02-05: 0:00; 2021-02-06: 2:30; 2021-02-07: 8:30; 2021-02-08: 0:00; 2021-02-09: 0:00; 2021-02-10: 0:00; 2021-02-11: 8:30; 2021-02-12: 14:30; 2021-02-13: 5:30; 2021-02-14: 10:30; 2021-02-15: 15:45; 2021-02-16: 6:30; 2021-02-17: 13:30; 2021-02-18: 1:30; 2021-02-19: 13:45; 2021-02-20: 2:45; 2021-02-21: 2:45; 2021-02-22: 3:45; 2021-02-23: 5:45; 2021-02-24: 4:45; 2021-02-25: 4:45; 2021-02-26: 3:30; 2021-02-27: 3:30; 2021-02-28: 3:30; 2021-03-01: 5:15; 2021-03-02: 3:30; 2021-03-03: 20:00; 2021-03-04: 20:00; 2021-03-05: 22:00; 2021-03-06: 62:00; 2021-03-07: 11:30; 2021-03-08: 4:00; 2021-03-09: 0:00; 2021-03-10: 0:00; 2021-03-11: 0:00; 2021-03-12: 0:00; 2021-03-13: 5:00; 2021-03-14: 0:00; 2021-03-15: 0:00; 2021-03-16: 0:00; 2021-03-17: 0:00; 2021-03-18: 0:00; 2021-03-19: 0:00; 2021-03-20: 0:00; 2021-03-21: 0:00; 2021-03-22: 0:00; 2021-03-23: 0:00; 2021-03-24: 0:00; 2021-03-25: 0:00; 2021-03-26: 0:00; 2021-03-27: 0:00; 2021-03-28: 0:00; 2021-03-29: 0:00; 2021-03-30: 0:00; 2021-03-31: 0:00; 2021-04-01: 0:00; 2021-04-02: 0:00; 2021-04-03: 0:00; 2021-04-04: 0:00; 2021-04-05: 0:00; 2021-04-06: 0:00; 2021-04-07: 0:00; 2021-04-08: 0:00; 2021-04-09: 0:00; 2021-04-10: 0:00; 2021-04-11: 0:00; 2021-04-12: 0:00; 2021-04-13: 0:00; 2021-04-14: 0:00; 2021-04-15: 0:00; 2021-04-16: 0:00; 2021-04-17: 0:00; 2021-04-18: 0:00; 2021-04-19: 0:00; 2021-04-20: 0:00; 2021-04-21: 0:00; 2021-04-22: 0:00; 2021-04-23: 0:00; 2021-04-24: 0:00; 2021-04-25: 0:00; 2021-04-26: 0:00; 2021-04-27: 0:00; 2021-04-28: 0:00; 2021-04-29: 0:00; 2021-04-30: 0:00; 2021-05-01: 0:00; 2021-05-02: 0:00; 2021-05-03: 0:00; 2021-05-04: 0:00; 2021-05-05: 0:00; 2021-05-06: 0:00; 2021-05-07: 0:00; 2021-05-08: 0:00; 2021-05-09: 0:00; 2021-05-10: 0:00; 2021-05-11: 0:00; 2021-05-12: 0:00; 2021-05-13: 0:00; 2021-05-14: 0:00; 2021-05-15: 0:00; 2021-05-16: 0:00; 2021-05-17: 0:00; 2021-05-18: 0:00
11.5352 | 2021-02-01 | 11 | 2021-01-18: 8:30; 2021-01-19: 0:00; 2021-01-20: 0:00; 2021-01-21: 0:00; 2021-01-22: 0:00; 2021-01-23: 0:00; 2021-01-24: 0:00; 2021-01-25: 0:00; 2021-01-26: 0:00; 2021-01-27: 0:00; 2021-01-28: 0:00; 2021-01-29: 0:00; 2021-01-30: 0:00; 2021-01-31: 5:45; 2021-02-01: 10:00; 2021-02-02: 0:00; 2021-02-03: 0:00; 2021-02-04: 9:45; 2021-02-05: 0:00; 2021-02-06: 0:00; 2021-02-07: 0:00; 2021-02-08: 10:00; 2021-02-09: 4:00; 2021-02-10: 8:00; 2021-02-11: 11:15; 2021-02-12: 0:00; 2021-02-13: 0:00; 2021-02-14: 0:00; 2021-02-15: 8:45; 2021-02-16: 13:30; 2021-02-17: 13:15; 2021-02-18: 13:00; 2021-02-19: 6:00; 2021-02-20: 14:30; 2021-02-21: 14:15; 2021-02-22: 15:00; 2021-02-23: 18:45; 2021-02-24: 20:00; 2021-02-25: 6:45; 2021-02-26: 14:30; 2021-02-27: 11:00; 2021-02-28: 7:00; 2021-03-01: 5:00; 2021-03-02: 5:00; 2021-03-03: 5:00; 2021-03-04: 5:00; 2021-03-05: 5:00; 2021-03-06: 17:00; 2021-03-07: 17:00; 2021-03-08: 17:00; 2021-03-09: 17:00; 2021-03-10: 17:15; 2021-03-11: 54:00; 2021-03-12: 20:00; 2021-03-13: 4:00; 2021-03-14: 2:00; 2021-03-15: 0:00; 2021-03-16: 0:00; 2021-03-17: 0:00; 2021-03-18: 0:00; 2021-03-19: 5:00; 2021-03-20: 5:00; 2021-03-21: 0:00; 2021-03-22: 0:00; 2021-03-23: 0:00; 2021-03-24: 0:00; 2021-03-25: 0:00; 2021-03-26: 0:00; 2021-03-27: 0:00; 2021-03-28: 0:00; 2021-03-29: 0:00; 2021-03-30: 0:00; 2021-03-31: 0:00; 2021-04-01: 0:00; 2021-04-02: 0:00; 2021-04-03: 0:00; 2021-04-04: 0:00; 2021-04-05: 0:00; 2021-04-06: 0:00; 2021-04-07: 0:00; 2021-04-08: 0:00; 2021-04-09: 0:00; 2021-04-10: 0:00; 2021-04-11: 0:00; 2021-04-12: 0:00; 2021-04-13: 0:00; 2021-04-14: 0:00; 2021-04-15: 0:00; 2021-04-16: 0:00; 2021-04-17: 0:00; 2021-04-18: 0:00; 2021-04-19: 0:00; 2021-04-20: 0:00; 2021-04-21: 0:00; 2021-04-22: 0:00; 2021-04-23: 0:00; 2021-04-24: 0:00; 2021-04-25: 0:00; 2021-04-26: 0:00; 2021-04-27: 0:00; 2021-04-28: 0:00; 2021-04-29: 0:00; 2021-04-30: 0:00; 2021-05-01: 0:00; 2021-05-02: 0:00; 2021-05-03: 0:00; 2021-05-04: 0:00; 2021-05-05: 0:00; 2021-05-06: 0:00; 2021-05-07: 0:00; 2021-05-08: 0:00; 2021-05-09: 0:00; 2021-05-10: 0:00; 2021-05-11: 0:00; 2021-05-12: 0:00; 2021-05-13: 0:00; 2021-05-14: 0:00; 2021-05-15: 0:00; 2021-05-16: 0:00; 2021-05-17: 0:00; 2021-05-18: 0:00
52.568 | 2021-02-03 | 52 | 2021-01-19: 0:00; 2021-01-20: 6:30; 2021-01-21: 0:00; 2021-01-22: 0:00; 2021-01-23: 0:00; 2021-01-24: 0:00; 2021-01-25: 0:00; 2021-01-26: 0:00; 2021-01-27: 8:30; 2021-01-28: 0:00; 2021-01-29: 0:00; 2021-01-30: 0:00; 2021-01-31: 0:00; 2021-02-01: 1:00; 2021-02-02: 3:00; 2021-02-03: 7:45; 2021-02-04: 0:00; 2021-02-05: 0:00; 2021-02-06: 0:00; 2021-02-07: 5:00; 2021-02-08: 0:00; 2021-02-09: 0:00; 2021-02-10: 1:30; 2021-02-11: 8:45; 2021-02-12: 0:00; 2021-02-13: 0:00; 2021-02-14: 10:00; 2021-02-15: 7:30; 2021-02-16: 0:00; 2021-02-17: 0:00; 2021-02-18: 2:30; 2021-02-19: 8:30; 2021-02-20: 0:00; 2021-02-21: 0:00; 2021-02-22: 0:00; 2021-02-23: 8:30; 2021-02-24: 14:30; 2021-02-25: 5:30; 2021-02-26: 10:30; 2021-02-27: 15:45; 2021-02-28: 6:30; 2021-03-01: 13:30; 2021-03-02: 1:30; 2021-03-03: 13:45; 2021-03-04: 2:45; 2021-03-05: 2:45; 2021-03-06: 3:45; 2021-03-07: 5:45; 2021-03-08: 4:45; 2021-03-09: 4:45; 2021-03-10: 3:30; 2021-03-11: 3:30; 2021-03-12: 3:30; 2021-03-13: 5:15; 2021-03-14: 3:30; 2021-03-15: 20:00; 2021-03-16: 20:00; 2021-03-17: 22:00; 2021-03-18: 62:00; 2021-03-19: 11:30; 2021-03-20: 4:00; 2021-03-21: 0:00; 2021-03-22: 0:00; 2021-03-23: 0:00; 2021-03-24: 0:00; 2021-03-25: 5:00; 2021-03-26: 0:00; 2021-03-27: 0:00; 2021-03-28: 0:00; 2021-03-29: 0:00; 2021-03-30: 0:00; 2021-03-31: 0:00; 2021-04-01: 0:00; 2021-04-02: 0:00; 2021-04-03: 0:00; 2021-04-04: 0:00; 2021-04-05: 0:00; 2021-04-06: 0:00; 2021-04-07: 0:00; 2021-04-08: 0:00; 2021-04-09: 0:00; 2021-04-10: 0:00; 2021-04-11: 0:00; 2021-04-12: 0:00; 2021-04-13: 0:00; 2021-04-14: 0:00; 2021-04-15: 0:00; 2021-04-16: 0:00; 2021-04-17: 0:00; 2021-04-18: 0:00; 2021-04-19: 0:00; 2021-04-20: 0:00; 2021-04-21: 0:00; 2021-04-22: 0:00; 2021-04-23: 0:00; 2021-04-24: 0:00; 2021-04-25: 0:00; 2021-04-26: 0:00; 2021-04-27: 0:00; 2021-04-28: 0:00; 2021-04-29: 0:00; 2021-04-30: 0:00; 2021-05-01: 0:00; 2021-05-02: 0:00; 2021-05-03: 0:00; 2021-05-04: 0:00; 2021-05-05: 0:00; 2021-05-06: 0:00; 2021-05-07: 0:00; 2021-05-08: 0:00; 2021-05-09: 0:00; 2021-05-10: 0:00; 2021-05-11: 0:00; 2021-05-12: 0:00; 2021-05-13: 0:00; 2021-05-14: 0:00; 2021-05-15: 0:00; 2021-05-16: 0:00; 2021-05-17: 0:00; 2021-05-18: 0:00
52.569 | 2021-02-09 | 52 | 2021-01-27: 0:00; 2021-01-28: 0:00; 2021-01-29: 0:00; 2021-01-30: 0:00; 2021-01-31: 0:00; 2021-02-01: 0:00; 2021-02-02: 8:30; 2021-02-03: 0:00; 2021-02-04: 0:00; 2021-02-05: 0:00; 2021-02-06: 0:00; 2021-02-07: 1:00; 2021-02-08: 3:00; 2021-02-09: 7:45; 2021-02-10: 0:00; 2021-02-11: 0:00; 2021-02-12: 0:00; 2021-02-13: 5:00; 2021-02-14: 0:00; 2021-02-15: 0:00; 2021-02-16: 1:30; 2021-02-17: 8:45; 2021-02-18: 0:00; 2021-02-19: 0:00; 2021-02-20: 10:00; 2021-02-21: 7:30; 2021-02-22: 0:00; 2021-02-23: 0:00; 2021-02-24: 2:30; 2021-02-25: 8:30; 2021-02-26: 0:00; 2021-02-27: 0:00; 2021-02-28: 0:00; 2021-03-01: 8:30; 2021-03-02: 14:30; 2021-03-03: 5:30; 2021-03-04: 10:30; 2021-03-05: 15:45; 2021-03-06: 6:30; 2021-03-07: 13:30; 2021-03-08: 1:30; 2021-03-09: 13:45; 2021-03-10: 2:45; 2021-03-11: 2:45; 2021-03-12: 3:45; 2021-03-13: 5:45; 2021-03-14: 4:45; 2021-03-15: 4:45; 2021-03-16: 3:30; 2021-03-17: 3:30; 2021-03-18: 3:30; 2021-03-19: 5:15; 2021-03-20: 3:30; 2021-03-21: 20:00; 2021-03-22: 20:00; 2021-03-23: 22:00; 2021-03-24: 62:00; 2021-03-25: 11:30; 2021-03-26: 4:00; 2021-03-27: 0:00; 2021-03-28: 0:00; 2021-03-29: 0:00; 2021-03-30: 0:00; 2021-03-31: 5:00; 2021-04-01: 0:00; 2021-04-02: 0:00; 2021-04-03: 0:00; 2021-04-04: 0:00; 2021-04-05: 0:00; 2021-04-06: 0:00; 2021-04-07: 0:00; 2021-04-08: 0:00; 2021-04-09: 0:00; 2021-04-10: 0:00; 2021-04-11: 0:00; 2021-04-12: 0:00; 2021-04-13: 0:00; 2021-04-14: 0:00; 2021-04-15: 0:00; 2021-04-16: 0:00; 2021-04-17: 0:00; 2021-04-18: 0:00; 2021-04-19: 0:00; 2021-04-20: 0:00; 2021-04-21: 0:00; 2021-04-22: 0:00; 2021-04-23: 0:00; 2021-04-24: 0:00; 2021-04-25: 0:00; 2021-04-26: 0:00; 2021-04-27: 0:00; 2021-04-28: 0:00; 2021-04-29: 0:00; 2021-04-30: 0:00; 2021-05-01: 0:00; 2021-05-02: 0:00; 2021-05-03: 0:00; 2021-05-04: 0:00; 2021-05-05: 0:00; 2021-05-06: 0:00; 2021-05-07: 0:00; 2021-05-08: 0:00; 2021-05-09: 0:00; 2021-05-10: 0:00; 2021-05-11: 0:00; 2021-05-12: 0:00; 2021-05-13: 0:00; 2021-05-14: 0:00; 2021-05-15: 0:00; 2021-05-16: 0:00; 2021-05-17: 0:00; 2021-05-18: 0:00
52.57 | 2021-02-15 | 52 | 2021-02-06: 0:00; 2021-02-07: 0:00; 2021-02-08: 8:30; 2021-02-09: 0:00; 2021-02-10: 0:00; 2021-02-11: 0:00; 2021-02-12: 0:00; 2021-02-13: 1:00; 2021-02-14: 3:00; 2021-02-15: 7:45; 2021-02-16: 0:00; 2021-02-17: 0:00; 2021-02-18: 0:00; 2021-02-19: 5:00; 2021-02-20: 0:00; 2021-02-21: 0:00; 2021-02-22: 1:30; 2021-02-23: 8:45; 2021-02-24: 0:00; 2021-02-25: 0:00; 2021-02-26: 10:00; 2021-02-27: 7:30; 2021-02-28: 0:00; 2021-03-01: 0:00; 2021-03-02: 2:30; 2021-03-03: 8:30; 2021-03-04: 0:00; 2021-03-05: 0:00; 2021-03-06: 0:00; 2021-03-07: 8:30; 2021-03-08: 14:30; 2021-03-09: 5:30; 2021-03-10: 10:30; 2021-03-11: 15:45; 2021-03-12: 6:30; 2021-03-13: 13:30; 2021-03-14: 1:30; 2021-03-15: 13:45; 2021-03-16: 2:45; 2021-03-17: 2:45; 2021-03-18: 3:45; 2021-03-19: 5:45; 2021-03-20: 4:45; 2021-03-21: 4:45; 2021-03-22: 3:30; 2021-03-23: 3:30; 2021-03-24: 3:30; 2021-03-25: 5:15; 2021-03-26: 3:30; 2021-03-27: 20:00; 2021-03-28: 20:00; 2021-03-29: 22:00; 2021-03-30: 62:00; 2021-03-31: 11:30; 2021-04-01: 4:00; 2021-04-02: 0:00; 2021-04-03: 0:00; 2021-04-04: 0:00; 2021-04-05: 0:00; 2021-04-06: 5:00; 2021-04-07: 0:00; 2021-04-08: 0:00; 2021-04-09: 0:00; 2021-04-10: 0:00; 2021-04-11: 0:00; 2021-04-12: 0:00; 2021-04-13: 0:00; 2021-04-14: 0:00; 2021-04-15: 0:00; 2021-04-16: 0:00; 2021-04-17: 0:00; 2021-04-18: 0:00; 2021-04-19: 0:00; 2021-04-20: 0:00; 2021-04-21: 0:00; 2021-04-22: 0:00; 2021-04-23: 0:00; 2021-04-24: 0:00; 2021-04-25: 0:00; 2021-04-26: 0:00; 2021-04-27: 0:00; 2021-04-28: 0:00; 2021-04-29: 0:00; 2021-04-30: 0:00; 2021-05-01: 0:00; 2021-05-02: 0:00; 2021-05-03: 0:00; 2021-05-04: 0:00; 2021-05-05: 0:00; 2021-05-06: 0:00; 2021-05-07: 0:00; 2021-05-08: 0:00; 2021-05-09: 0:00; 2021-05-10: 0:00; 2021-05-11: 0:00; 2021-05-12: 0:00; 2021-05-13: 0:00; 2021-05-14: 0:00; 2021-05-15: 0:00; 2021-05-16: 0:00; 2021-05-17: 0:00; 2021-05-18: 0:00
50.596 | 2021-02-28 | 50 | 2021-02-14: 8:30; 2021-02-15: 0:00; 2021-02-16: 0:00; 2021-02-17: 0:00; 2021-02-18: 0:00; 2021-02-19: 0:00; 2021-02-20: 0:00; 2021-02-21: 0:00; 2021-02-22: 0:00; 2021-02-23: 0:00; 2021-02-24: 0:00; 2021-02-25: 0:00; 2021-02-26: 0:00; 2021-02-27: 4:15; 2021-02-28: 5:00; 2021-03-01: 0:00; 2021-03-02: 0:15; 2021-03-03: 3:30; 2021-03-04: 0:00; 2021-03-05: 2:15; 2021-03-06: 7:00; 2021-03-07: 4:00; 2021-03-08: 10:15; 2021-03-09: 8:00; 2021-03-10: 0:00; 2021-03-11: 0:15; 2021-03-12: 8:00; 2021-03-13: 0:00; 2021-03-14: 0:15; 2021-03-15: 8:00; 2021-03-16: 9:00; 2021-03-17: 8:00; 2021-03-18: 9:15; 2021-03-19: 13:00; 2021-03-20: 7:30; 2021-03-21: 13:45; 2021-03-22: 16:45; 2021-03-23: 16:30; 2021-03-24: 12:45; 2021-03-25: 7:00; 2021-03-26: 3:30; 2021-03-27: 4:00; 2021-03-28: 3:00; 2021-03-29: 3:00; 2021-03-30: 3:00; 2021-03-31: 3:15; 2021-04-01: 4:15; 2021-04-02: 15:15; 2021-04-03: 15:15; 2021-04-04: 15:15; 2021-04-05: 52:00; 2021-04-06: 18:00; 2021-04-07: 2:00; 2021-04-08: 0:00; 2021-04-09: 0:00; 2021-04-10: 0:00; 2021-04-11: 0:00; 2021-04-12: 0:00; 2021-04-13: 5:00; 2021-04-14: 0:00; 2021-04-15: 0:00; 2021-04-16: 0:00; 2021-04-17: 0:00; 2021-04-18: 0:00; 2021-04-19: 0:00; 2021-04-20: 0:00; 2021-04-21: 0:00; 2021-04-22: 0:00; 2021-04-23: 0:00; 2021-04-24: 0:00; 2021-04-25: 0:00; 2021-04-26: 0:00; 2021-04-27: 0:00; 2021-04-28: 0:00; 2021-04-29: 0:00; 2021-04-30: 0:00; 2021-05-01: 0:00; 2021-05-02: 0:00; 2021-05-03: 0:00; 2021-05-04: 0:00; 2021-05-05: 0:00; 2021-05-06: 0:00; 2021-05-07: 0:00; 2021-05-08: 0:00; 2021-05-09: 0:00; 2021-05-10: 0:00; 2021-05-11: 0:00; 2021-05-12: 0:00; 2021-05-13: 0:00; 2021-05-14: 0:00; 2021-05-15: 0:00; 2021-05-16: 0:00; 2021-05-17: 0:00; 2021-05-18: 0:00; 2021-05-19: 0:00; 2021-05-20: 0:00; 2021-05-21: 0:00; 2021-05-22: 0:00; 2021-05-23: 0:00; 2021-05-24: 0:00; 2021-05-25: 0:00; 2021-05-26: 0:00; 2021-05-27: 0:00; 2021-05-28: 0:00; 2021-05-29: 0:00; 2021-05-30: 0:00; 2021-05-31: 0:00; 2021-06-01: 0:00; 2021-06-02: 0:00; 2021-06-03: 0:00; 2021-06-04: 0:00
52.571 | 2021-02-27 | 52 | 2021-02-18: 0:00; 2021-02-19: 0:00; 2021-02-20: 8:30; 2021-02-21: 0:00; 2021-02-22: 0:00; 2021-02-23: 0:00; 2021-02-24: 0:00; 2021-02-25: 1:00; 2021-02-26: 3:00; 2021-02-27: 7:45; 2021-02-28: 0:00; 2021-03-01: 0:00; 2021-03-02: 0:00; 2021-03-03: 5:00; 2021-03-04: 0:00; 2021-03-05: 0:00; 2021-03-06: 1:30; 2021-03-07: 8:45; 2021-03-08: 0:00; 2021-03-09: 0:00; 2021-03-10: 10:00; 2021-03-11: 7:30; 2021-03-12: 0:00; 2021-03-13: 0:00; 2021-03-14: 2:30; 2021-03-15: 8:30; 2021-03-16: 0:00; 2021-03-17: 0:00; 2021-03-18: 0:00; 2021-03-19: 8:30; 2021-03-20: 14:30; 2021-03-21: 5:30; 2021-03-22: 10:30; 2021-03-23: 15:45; 2021-03-24: 6:30; 2021-03-25: 13:30; 2021-03-26: 1:30; 2021-03-27: 13:45; 2021-03-28: 2:45; 2021-03-29: 2:45; 2021-03-30: 3:45; 2021-03-31: 5:45; 2021-04-01: 4:45; 2021-04-02: 4:45; 2021-04-03: 3:30; 2021-04-04: 3:30; 2021-04-05: 3:30; 2021-04-06: 5:15; 2021-04-07: 3:30; 2021-04-08: 20:00; 2021-04-09: 20:00; 2021-04-10: 22:00; 2021-04-11: 62:00; 2021-04-12: 11:30; 2021-04-13: 4:00; 2021-04-14: 0:00; 2021-04-15: 0:00; 2021-04-16: 0:00; 2021-04-17: 0:00; 2021-04-18: 5:00; 2021-04-19: 0:00; 2021-04-20: 0:00; 2021-04-21: 0:00; 2021-04-22: 0:00; 2021-04-23: 0:00; 2021-04-24: 0:00; 2021-04-25: 0:00; 2021-04-26: 0:00; 2021-04-27: 0:00; 2021-04-28: 0:00; 2021-04-29: 0:00; 2021-04-30: 0:00; 2021-05-01: 0:00; 2021-05-02: 0:00; 2021-05-03: 0:00; 2021-05-04: 0:00; 2021-05-05: 0:00; 2021-05-06: 0:00; 2021-05-07: 0:00; 2021-05-08: 0:00; 2021-05-09: 0:00; 2021-05-10: 0:00; 2021-05-11: 0:00; 2021-05-12: 0:00; 2021-05-13: 0:00; 2021-05-14: 0:00; 2021-05-15: 0:00; 2021-05-16: 0:00; 2021-05-17: 0:00; 2021-05-18: 0:00; 2021-05-19: 0:00; 2021-05-20: 0:00; 2021-05-21: 0:00; 2021-05-22: 0:00; 2021-05-23: 0:00; 2021-05-24: 0:00; 2021-05-25: 0:00; 2021-05-26: 0:00; 2021-05-27: 0:00; 2021-05-28: 0:00; 2021-05-29: 0:00; 2021-05-30: 0:00; 2021-05-31: 0:00; 2021-06-01: 0:00; 2021-06-02: 0:00; 2021-06-03: 0:00; 2021-06-04: 0:00
52.578 | 2021-03-05 | 52 | 2021-02-22: 0:00; 2021-02-23: 0:00; 2021-02-24: 0:00; 2021-02-25: 0:00; 2021-02-26: 8:30; 2021-02-27: 0:00; 2021-02-28: 0:00; 2021-03-01: 0:00; 2021-03-02: 0:00; 2021-03-03: 1:00; 2021-03-04: 3:00; 2021-03-05: 7:45; 2021-03-06: 0:00; 2021-03-07: 0:00; 2021-03-08: 0:00; 2021-03-09: 5:00; 2021-03-10: 0:00; 2021-03-11: 0:00; 2021-03-12: 1:30; 2021-03-13: 8:45; 2021-03-14: 0:00; 2021-03-15: 0:00; 2021-03-16: 10:00; 2021-03-17: 7:30; 2021-03-18: 0:00; 2021-03-19: 0:00; 2021-03-20: 2:30; 2021-03-21: 8:30; 2021-03-22: 0:00; 2021-03-23: 0:00; 2021-03-24: 0:00; 2021-03-25: 8:30; 2021-03-26: 14:30; 2021-03-27: 5:30; 2021-03-28: 10:30; 2021-03-29: 15:45; 2021-03-30: 6:30; 2021-03-31: 13:30; 2021-04-01: 1:30; 2021-04-02: 13:45; 2021-04-03: 2:45; 2021-04-04: 2:45; 2021-04-05: 3:45; 2021-04-06: 5:45; 2021-04-07: 4:45; 2021-04-08: 4:45; 2021-04-09: 3:30; 2021-04-10: 3:30; 2021-04-11: 3:30; 2021-04-12: 5:15; 2021-04-13: 3:30; 2021-04-14: 20:00; 2021-04-15: 20:00; 2021-04-16: 22:00; 2021-04-17: 62:00; 2021-04-18: 11:30; 2021-04-19: 4:00; 2021-04-20: 0:00; 2021-04-21: 0:00; 2021-04-22: 0:00; 2021-04-23: 0:00; 2021-04-24: 5:00; 2021-04-25: 0:00; 2021-04-26: 0:00; 2021-04-27: 0:00; 2021-04-28: 0:00; 2021-04-29: 0:00; 2021-04-30: 0:00; 2021-05-01: 0:00; 2021-05-02: 0:00; 2021-05-03: 0:00; 2021-05-04: 0:00; 2021-05-05: 0:00; 2021-05-06: 0:00; 2021-05-07: 0:00; 2021-05-08: 0:00; 2021-05-09: 0:00; 2021-05-10: 0:00; 2021-05-11: 0:00; 2021-05-12: 0:00; 2021-05-13: 0:00; 2021-05-14: 0:00; 2021-05-15: 0:00; 2021-05-16: 0:00; 2021-05-17: 0:00; 2021-05-18: 0:00; 2021-05-19: 0:00; 2021-05-20: 0:00; 2021-05-21: 0:00; 2021-05-22: 0:00; 2021-05-23: 0:00; 2021-05-24: 0:00; 2021-05-25: 0:00; 2021-05-26: 0:00; 2021-05-27: 0:00; 2021-05-28: 0:00; 2021-05-29: 0:00; 2021-05-30: 0:00; 2021-05-31: 0:00; 2021-06-01: 0:00; 2021-06-02: 0:00; 2021-06-03: 0:00; 2021-06-04: 0:00
62.534 | 2021-03-13 | 62 | 2021-02-26: 6:30; 2021-02-27: #REF!; 2021-02-28: #REF!; 2021-03-01: #REF!; 2021-03-02: #REF!; 2021-03-03: #REF!; 2021-03-04: #REF!; 2021-03-05: #REF!; 2021-03-06: #REF!; 2021-03-07: #REF!; 2021-03-08: #REF!; 2021-03-09: #REF!; 2021-03-10: 0:00; 2021-03-11: 3:15; 2021-03-12: 7:00; 2021-03-13: 0:00; 2021-03-14: 0:00; 2021-03-15: 0:15; 2021-03-16: 5:30; 2021-03-17: 0:00; 2021-03-18: 2:15; 2021-03-19: 8:00; 2021-03-20: 4:00; 2021-03-21: 9:00; 2021-03-22: 0:15; 2021-03-23: 5:00; 2021-03-24: 0:00; 2021-03-25: 0:15; 2021-03-26: 5:30; 2021-03-27: 0:00; 2021-03-28: 0:15; 2021-03-29: 6:30; 2021-03-30: 0:00; 2021-03-31: 9:30; 2021-04-01: 6:00; 2021-04-02: 9:45; 2021-04-03: 12:00; 2021-04-04: 9:30; 2021-04-05: 13:45; 2021-04-06: 14:15; 2021-04-07: 16:30; 2021-04-08: 13:15; 2021-04-09: 7:00; 2021-04-10: 3:30; 2021-04-11: 5:30; 2021-04-12: 3:30; 2021-04-13: 3:00; 2021-04-14: 5:30; 2021-04-15: 3:00; 2021-04-16: 4:00; 2021-04-17: 17:45; 2021-04-18: 17:45; 2021-04-19: 17:45; 2021-04-20: 17:30; 2021-04-21: 17:30; 2021-04-22: 52:00; 2021-04-23: 4:00; 2021-04-24: 6:00; 2021-04-25: 2:00; 2021-04-26: 0:00; 2021-04-27: 0:00; 2021-04-28: 0:00; 2021-04-29: 4:00; 2021-04-30: 0:00; 2021-05-01: 0:00; 2021-05-02: 0:00; 2021-05-03: 0:00; 2021-05-04: 0:00; 2021-05-05: 0:00; 2021-05-06: 0:00; 2021-05-07: 0:00; 2021-05-08: 0:00; 2021-05-09: 0:00; 2021-05-10: 0:00; 2021-05-11: 0:00; 2021-05-12: 0:00; 2021-05-13: 0:00; 2021-05-14: 0:00; 2021-05-15: 0:00; 2021-05-16: 0:00; 2021-05-17: 0:00; 2021-05-18: 0:00; 2021-05-19: 0:00; 2021-05-20: 0:00; 2021-05-21: 0:00; 2021-05-22: 0:00; 2021-05-23: 0:00; 2021-05-24: 0:00; 2021-05-25: 0:00; 2021-05-26: 0:00; 2021-05-27: 0:00; 2021-05-28: 0:00; 2021-05-29: 0:00; 2021-05-30: 0:00; 2021-05-31: 0:00; 2021-06-01: 0:00; 2021-06-02: 0:00; 2021-06-03: 0:00; 2021-06-04: 0:00
52.573 | 2021-03-17 | 52 | 2021-03-04: 0:00; 2021-03-05: 0:00; 2021-03-06: 0:00; 2021-03-07: 0:00; 2021-03-08: 0:00; 2021-03-09: 0:00; 2021-03-10: 8:30; 2021-03-11: 0:00; 2021-03-12: 0:00; 2021-03-13: 0:00; 2021-03-14: 0:00; 2021-03-15: 1:00; 2021-03-16: 3:00; 2021-03-17: 7:45; 2021-03-18: 0:00; 2021-03-19: 0:00; 2021-03-20: 0:00; 2021-03-21: 5:00; 2021-03-22: 0:00; 2021-03-23: 0:00; 2021-03-24: 1:30; 2021-03-25: 8:45; 2021-03-26: 0:00; 2021-03-27: 0:00; 2021-03-28: 10:00; 2021-03-29: 7:30; 2021-03-30: 0:00; 2021-03-31: 0:00; 2021-04-01: 2:30; 2021-04-02: 8:30; 2021-04-03: 0:00; 2021-04-04: 0:00; 2021-04-05: 0:00; 2021-04-06: 8:30; 2021-04-07: 14:30; 2021-04-08: 5:30; 2021-04-09: 10:30; 2021-04-10: 15:45; 2021-04-11: 6:30; 2021-04-12: 13:30; 2021-04-13: 1:30; 2021-04-14: 13:45; 2021-04-15: 2:45; 2021-04-16: 2:45; 2021-04-17: 3:45; 2021-04-18: 5:45; 2021-04-19: 4:45; 2021-04-20: 4:45; 2021-04-21: 3:30; 2021-04-22: 3:30; 2021-04-23: 3:30; 2021-04-24: 5:15; 2021-04-25: 3:30; 2021-04-26: 20:00; 2021-04-27: 20:00; 2021-04-28: 22:00; 2021-04-29: 62:00; 2021-04-30: 11:30; 2021-05-01: 4:00; 2021-05-02: 0:00; 2021-05-03: 0:00; 2021-05-04: 0:00; 2021-05-05: 0:00; 2021-05-06: 5:00; 2021-05-07: 0:00; 2021-05-08: 0:00; 2021-05-09: 0:00; 2021-05-10: 0:00; 2021-05-11: 0:00; 2021-05-12: 0:00; 2021-05-13: 0:00; 2021-05-14: 0:00; 2021-05-15: 0:00; 2021-05-16: 0:00; 2021-05-17: 0:00; 2021-05-18: 0:00; 2021-05-19: 0:00; 2021-05-20: 0:00; 2021-05-21: 0:00; 2021-05-22: 0:00; 2021-05-23: 0:00; 2021-05-24: 0:00; 2021-05-25: 0:00; 2021-05-26: 0:00; 2021-05-27: 0:00; 2021-05-28: 0:00; 2021-05-29: 0:00; 2021-05-30: 0:00; 2021-05-31: 0:00; 2021-06-01: 0:00; 2021-06-02: 0:00; 2021-06-03: 0:00; 2021-06-04: 0:00
52.574 | 2021-03-23 | 52 | 2021-03-09: 6:30; 2021-03-10: 0:00; 2021-03-11: 0:00; 2021-03-12: 0:00; 2021-03-13: 0:00; 2021-03-14: 0:00; 2021-03-15: 0:00; 2021-03-16: 8:30; 2021-03-17: 0:00; 2021-03-18: 0:00; 2021-03-19: 0:00; 2021-03-20: 0:00; 2021-03-21: 1:00; 2021-03-22: 3:00; 2021-03-23: 7:45; 2021-03-24: 0:00; 2021-03-25: 0:00; 2021-03-26: 0:00; 2021-03-27: 5:00; 2021-03-28: 0:00; 2021-03-29: 0:00; 2021-03-30: 1:30; 2021-03-31: 8:45; 2021-04-01: 0:00; 2021-04-02: 0:00; 2021-04-03: 10:00; 2021-04-04: 7:30; 2021-04-05: 0:00; 2021-04-06: 0:00; 2021-04-07: 2:30; 2021-04-08: 8:30; 2021-04-09: 0:00; 2021-04-10: 0:00; 2021-04-11: 0:00; 2021-04-12: 8:30; 2021-04-13: 14:30; 2021-04-14: 5:30; 2021-04-15: 10:30; 2021-04-16: 15:45; 2021-04-17: 6:30; 2021-04-18: 13:30; 2021-04-19: 1:30; 2021-04-20: 13:45; 2021-04-21: 2:45; 2021-04-22: 2:45; 2021-04-23: 3:45; 2021-04-24: 5:45; 2021-04-25: 4:45; 2021-04-26: 4:45; 2021-04-27: 3:30; 2021-04-28: 3:30; 2021-04-29: 3:30; 2021-04-30: 5:15; 2021-05-01: 3:30; 2021-05-02: 20:00; 2021-05-03: 20:00; 2021-05-04: 22:00; 2021-05-05: 62:00; 2021-05-06: 11:30; 2021-05-07: 4:00; 2021-05-08: 0:00; 2021-05-09: 0:00; 2021-05-10: 0:00; 2021-05-11: 0:00; 2021-05-12: 5:00; 2021-05-13: 0:00; 2021-05-14: 0:00; 2021-05-15: 0:00; 2021-05-16: 0:00; 2021-05-17: 0:00; 2021-05-18: 0:00; 2021-05-19: 0:00; 2021-05-20: 0:00; 2021-05-21: 0:00; 2021-05-22: 0:00; 2021-05-23: 0:00; 2021-05-24: 0:00; 2021-05-25: 0:00; 2021-05-26: 0:00; 2021-05-27: 0:00; 2021-05-28: 0:00; 2021-05-29: 0:00; 2021-05-30: 0:00; 2021-05-31: 0:00; 2021-06-01: 0:00; 2021-06-02: 0:00; 2021-06-03: 0:00; 2021-06-04: 0:00
52.578 | 2021-03-29 | 52 | 2021-03-22: 8:30; 2021-03-23: 0:00; 2021-03-24: 0:00; 2021-03-25: 0:00; 2021-03-26: 0:00; 2021-03-27: 1:00; 2021-03-28: 3:00; 2021-03-29: 7:45; 2021-03-30: 0:00; 2021-03-31: 0:00; 2021-04-01: 0:00; 2021-04-02: 5:00; 2021-04-03: 0:00; 2021-04-04: 0:00; 2021-04-05: 1:30; 2021-04-06: 8:45; 2021-04-07: 0:00; 2021-04-08: 0:00; 2021-04-09: 10:00; 2021-04-10: 7:30; 2021-04-11: 0:00; 2021-04-12: 0:00; 2021-04-13: 2:30; 2021-04-14: 8:30; 2021-04-15: 0:00; 2021-04-16: 0:00; 2021-04-17: 0:00; 2021-04-18: 8:30; 2021-04-19: 14:30; 2021-04-20: 5:30; 2021-04-21: 10:30; 2021-04-22: 15:45; 2021-04-23: 6:30; 2021-04-24: 13:30; 2021-04-25: 1:30; 2021-04-26: 13:45; 2021-04-27: 2:45; 2021-04-28: 2:45; 2021-04-29: 3:45; 2021-04-30: 5:45; 2021-05-01: 4:45; 2021-05-02: 4:45; 2021-05-03: 3:30; 2021-05-04: 3:30; 2021-05-05: 3:30; 2021-05-06: 5:15; 2021-05-07: 3:30; 2021-05-08: 20:00; 2021-05-09: 20:00; 2021-05-10: 22:00; 2021-05-11: 62:00; 2021-05-12: 11:30; 2021-05-13: 4:00; 2021-05-14: 0:00; 2021-05-15: 0:00; 2021-05-16: 0:00; 2021-05-17: 0:00; 2021-05-18: 5:00; 2021-05-19: 0:00; 2021-05-20: 0:00; 2021-05-21: 0:00; 2021-05-22: 0:00; 2021-05-23: 0:00; 2021-05-24: 0:00; 2021-05-25: 0:00; 2021-05-26: 0:00; 2021-05-27: 0:00; 2021-05-28: 0:00; 2021-05-29: 0:00; 2021-05-30: 0:00; 2021-05-31: 0:00; 2021-06-01: 0:00; 2021-06-02: 0:00; 2021-06-03: 0:00; 2021-06-04: 0:00; 2021-06-05: 0:00; 2021-06-06: 0:00; 2021-06-07: 0:00; 2021-06-08: 0:00; 2021-06-09: 0:00; 2021-06-10: 0:00; 2021-06-11: 0:00; 2021-06-12: 0:00; 2021-06-13: 0:00; 2021-06-14: 0:00; 2021-06-15: 0:00; 2021-06-16: 0:00; 2021-06-17: 0:00; 2021-06-18: 0:00; 2021-06-19: 0:00; 2021-06-20: 0:00; 2021-06-21: 0:00; 2021-06-22: 0:00; 2021-06-23: 0:00; 2021-06-24: 0:00; 2021-06-25: 0:00; 2021-06-26: 0:00; 2021-06-27: 0:00; 2021-06-28: 0:00; 2021-06-29: 0:00; 2021-06-30: 0:00; 2021-07-01: 0:00; 2021-07-02: 0:00; 2021-07-03: 0:00; 2021-07-04: 0:00; 2021-07-05: 0:00; 2021-07-06: 0:00; 2021-07-07: 0:00; 2021-07-08: 0:00; 2021-07-09: 0:00; 2021-07-10: 0:00; 2021-07-11: 0:00; 2021-07-12: 0:00; 2021-07-13: 0:00; 2021-07-14: 0:00; 2021-07-15: 0:00; 2021-07-16: 0:00; 2021-07-17: 0:00; 2021-07-18: 0:00; 2021-07-19: 0:00; 2021-07-20: 0:00; 2021-07-21: 0:00; 2021-07-22: 0:00; 2021-07-23: 0:00; 2021-07-24: 0:00; 2021-07-25: 0:00; 2021-07-26: 0:00; 2021-07-27: 0:00; 2021-07-28: 0:00; 2021-07-29: 0:00; 2021-07-30: 0:00; 2021-07-31: 0:00
52.576 | 2021-04-04 | 52 | 2021-03-23: 0:00; 2021-03-24: 0:00; 2021-03-25: 0:00; 2021-03-26: 0:00; 2021-03-27: 0:00; 2021-03-28: 8:30; 2021-03-29: 0:00; 2021-03-30: 0:00; 2021-03-31: 0:00; 2021-04-01: 0:00; 2021-04-02: 1:00; 2021-04-03: 3:00; 2021-04-04: 7:45; 2021-04-05: 0:00; 2021-04-06: 0:00; 2021-04-07: 0:00; 2021-04-08: 5:00; 2021-04-09: 0:00; 2021-04-10: 0:00; 2021-04-11: 1:30; 2021-04-12: 8:45; 2021-04-13: 0:00; 2021-04-14: 0:00; 2021-04-15: 10:00; 2021-04-16: 7:30; 2021-04-17: 0:00; 2021-04-18: 0:00; 2021-04-19: 2:30; 2021-04-20: 8:30; 2021-04-21: 0:00; 2021-04-22: 0:00; 2021-04-23: 0:00; 2021-04-24: 8:30; 2021-04-25: 14:30; 2021-04-26: 5:30; 2021-04-27: 10:30; 2021-04-28: 15:45; 2021-04-29: 6:30; 2021-04-30: 13:30; 2021-05-01: 1:30; 2021-05-02: 13:45; 2021-05-03: 2:45; 2021-05-04: 2:45; 2021-05-05: 3:45; 2021-05-06: 5:45; 2021-05-07: 4:45; 2021-05-08: 4:45; 2021-05-09: 3:30; 2021-05-10: 3:30; 2021-05-11: 3:30; 2021-05-12: 5:15; 2021-05-13: 3:30; 2021-05-14: 20:00; 2021-05-15: 20:00; 2021-05-16: 22:00; 2021-05-17: 62:00; 2021-05-18: 11:30; 2021-05-19: 4:00; 2021-05-20: 0:00; 2021-05-21: 0:00; 2021-05-22: 0:00; 2021-05-23: 0:00; 2021-05-24: 5:00; 2021-05-25: 0:00; 2021-05-26: 0:00; 2021-05-27: 0:00; 2021-05-28: 0:00; 2021-05-29: 0:00; 2021-05-30: 0:00; 2021-05-31: 0:00; 2021-06-01: 0:00; 2021-06-02: 0:00; 2021-06-03: 0:00; 2021-06-04: 0:00; 2021-06-05: 0:00; 2021-06-06: 0:00; 2021-06-07: 0:00; 2021-06-08: 0:00; 2021-06-09: 0:00; 2021-06-10: 0:00; 2021-06-11: 0:00; 2021-06-12: 0:00; 2021-06-13: 0:00; 2021-06-14: 0:00; 2021-06-15: 0:00; 2021-06-16: 0:00; 2021-06-17: 0:00; 2021-06-18: 0:00; 2021-06-19: 0:00; 2021-06-20: 0:00; 2021-06-21: 0:00; 2021-06-22: 0:00; 2021-06-23: 0:00; 2021-06-24: 0:00; 2021-06-25: 0:00; 2021-06-26: 0:00; 2021-06-27: 0:00; 2021-06-28: 0:00; 2021-06-29: 0:00; 2021-06-30: 0:00; 2021-07-01: 0:00; 2021-07-02: 0:00; 2021-07-03: 0:00; 2021-07-04: 0:00; 2021-07-05: 0:00; 2021-07-06: 0:00; 2021-07-07: 0:00; 2021-07-08: 0:00; 2021-07-09: 0:00; 2021-07-10: 0:00; 2021-07-11: 0:00; 2021-07-12: 0:00; 2021-07-13: 0:00; 2021-07-14: 0:00; 2021-07-15: 0:00; 2021-07-16: 0:00; 2021-07-17: 0:00; 2021-07-18: 0:00; 2021-07-19: 0:00; 2021-07-20: 0:00; 2021-07-21: 0:00; 2021-07-22: 0:00; 2021-07-23: 0:00; 2021-07-24: 0:00; 2021-07-25: 0:00; 2021-07-26: 0:00; 2021-07-27: 0:00; 2021-07-28: 0:00; 2021-07-29: 0:00; 2021-07-30: 0:00; 2021-07-31: 0:00
52.578 | 2021-04-10 | 52 | 2021-04-02: 0:00; 2021-04-03: 8:30; 2021-04-04: 0:00; 2021-04-05: 0:00; 2021-04-06: 0:00; 2021-04-07: 0:00; 2021-04-08: 1:00; 2021-04-09: 3:00; 2021-04-10: 7:45; 2021-04-11: 0:00; 2021-04-12: 0:00; 2021-04-13: 0:00; 2021-04-14: 5:00; 2021-04-15: 0:00; 2021-04-16: 0:00; 2021-04-17: 1:30; 2021-04-18: 8:45; 2021-04-19: 0:00; 2021-04-20: 0:00; 2021-04-21: 10:00; 2021-04-22: 7:30; 2021-04-23: 0:00; 2021-04-24: 0:00; 2021-04-25: 2:30; 2021-04-26: 8:30; 2021-04-27: 0:00; 2021-04-28: 0:00; 2021-04-29: 0:00; 2021-04-30: 8:30; 2021-05-01: 14:30; 2021-05-02: 5:30; 2021-05-03: 10:30; 2021-05-04: 15:45; 2021-05-05: 6:30; 2021-05-06: 13:30; 2021-05-07: 1:30; 2021-05-08: 13:45; 2021-05-09: 2:45; 2021-05-10: 2:45; 2021-05-11: 3:45; 2021-05-12: 5:45; 2021-05-13: 4:45; 2021-05-14: 4:45; 2021-05-15: 3:30; 2021-05-16: 3:30; 2021-05-17: 3:30; 2021-05-18: 5:15; 2021-05-19: 3:30; 2021-05-20: 20:00; 2021-05-21: 20:00; 2021-05-22: 22:00; 2021-05-23: 62:00; 2021-05-24: 11:30; 2021-05-25: 4:00; 2021-05-26: 0:00; 2021-05-27: 0:00; 2021-05-28: 0:00; 2021-05-29: 0:00; 2021-05-30: 5:00; 2021-05-31: 0:00; 2021-06-01: 0:00; 2021-06-02: 0:00; 2021-06-03: 0:00; 2021-06-04: 0:00; 2021-06-05: 0:00; 2021-06-06: 0:00; 2021-06-07: 0:00; 2021-06-08: 0:00; 2021-06-09: 0:00; 2021-06-10: 0:00; 2021-06-11: 0:00; 2021-06-12: 0:00; 2021-06-13: 0:00; 2021-06-14: 0:00; 2021-06-15: 0:00; 2021-06-16: 0:00; 2021-06-17: 0:00; 2021-06-18: 0:00; 2021-06-19: 0:00; 2021-06-20: 0:00; 2021-06-21: 0:00; 2021-06-22: 0:00; 2021-06-23: 0:00; 2021-06-24: 0:00; 2021-06-25: 0:00; 2021-06-26: 0:00; 2021-06-27: 0:00; 2021-06-28: 0:00; 2021-06-29: 0:00; 2021-06-30: 0:00; 2021-07-01: 0:00; 2021-07-02: 0:00; 2021-07-03: 0:00; 2021-07-04: 0:00; 2021-07-05: 0:00; 2021-07-06: 0:00; 2021-07-07: 0:00; 2021-07-08: 0:00; 2021-07-09: 0:00; 2021-07-10: 0:00; 2021-07-11: 0:00; 2021-07-12: 0:00; 2021-07-13: 0:00; 2021-07-14: 0:00; 2021-07-15: 0:00; 2021-07-16: 0:00; 2021-07-17: 0:00; 2021-07-18: 0:00; 2021-07-19: 0:00; 2021-07-20: 0:00; 2021-07-21: 0:00; 2021-07-22: 0:00; 2021-07-23: 0:00; 2021-07-24: 0:00; 2021-07-25: 0:00; 2021-07-26: 0:00; 2021-07-27: 0:00; 2021-07-28: 0:00; 2021-07-29: 0:00; 2021-07-30: 0:00; 2021-07-31: 0:00
52.578 | 2021-04-16 | 52 | 2021-04-05: 0:00; 2021-04-06: 0:00; 2021-04-07: 0:00; 2021-04-08: 0:00; 2021-04-09: 8:30; 2021-04-10: 0:00; 2021-04-11: 0:00; 2021-04-12: 0:00; 2021-04-13: 0:00; 2021-04-14: 1:00; 2021-04-15: 3:00; 2021-04-16: 7:45; 2021-04-17: 0:00; 2021-04-18: 0:00; 2021-04-19: 0:00; 2021-04-20: 5:00; 2021-04-21: 0:00; 2021-04-22: 0:00; 2021-04-23: 1:30; 2021-04-24: 8:45; 2021-04-25: 0:00; 2021-04-26: 0:00; 2021-04-27: 10:00; 2021-04-28: 7:30; 2021-04-29: 0:00; 2021-04-30: 0:00; 2021-05-01: 2:30; 2021-05-02: 8:30; 2021-05-03: 0:00; 2021-05-04: 0:00; 2021-05-05: 0:00; 2021-05-06: 8:30; 2021-05-07: 14:30; 2021-05-08: 5:30; 2021-05-09: 10:30; 2021-05-10: 15:45; 2021-05-11: 6:30; 2021-05-12: 13:30; 2021-05-13: 1:30; 2021-05-14: 13:45; 2021-05-15: 2:45; 2021-05-16: 2:45; 2021-05-17: 3:45; 2021-05-18: 5:45; 2021-05-19: 4:45; 2021-05-20: 4:45; 2021-05-21: 3:30; 2021-05-22: 3:30; 2021-05-23: 3:30; 2021-05-24: 5:15; 2021-05-25: 3:30; 2021-05-26: 20:00; 2021-05-27: 20:00; 2021-05-28: 22:00; 2021-05-29: 62:00; 2021-05-30: 11:30; 2021-05-31: 4:00; 2021-06-01: 0:00; 2021-06-02: 0:00; 2021-06-03: 0:00; 2021-06-04: 0:00; 2021-06-05: 5:00; 2021-06-06: 0:00; 2021-06-07: 0:00; 2021-06-08: 0:00; 2021-06-09: 0:00; 2021-06-10: 0:00; 2021-06-11: 0:00; 2021-06-12: 0:00; 2021-06-13: 0:00; 2021-06-14: 0:00; 2021-06-15: 0:00; 2021-06-16: 0:00; 2021-06-17: 0:00; 2021-06-18: 0:00; 2021-06-19: 0:00; 2021-06-20: 0:00; 2021-06-21: 0:00; 2021-06-22: 0:00; 2021-06-23: 0:00; 2021-06-24: 0:00; 2021-06-25: 0:00; 2021-06-26: 0:00; 2021-06-27: 0:00; 2021-06-28: 0:00; 2021-06-29: 0:00; 2021-06-30: 0:00; 2021-07-01: 0:00; 2021-07-02: 0:00; 2021-07-03: 0:00; 2021-07-04: 0:00; 2021-07-05: 0:00; 2021-07-06: 0:00; 2021-07-07: 0:00; 2021-07-08: 0:00; 2021-07-09: 0:00; 2021-07-10: 0:00; 2021-07-11: 0:00; 2021-07-12: 0:00; 2021-07-13: 0:00; 2021-07-14: 0:00; 2021-07-15: 0:00; 2021-07-16: 0:00; 2021-07-17: 0:00; 2021-07-18: 0:00; 2021-07-19: 0:00; 2021-07-20: 0:00; 2021-07-21: 0:00; 2021-07-22: 0:00; 2021-07-23: 0:00; 2021-07-24: 0:00; 2021-07-25: 0:00; 2021-07-26: 0:00; 2021-07-27: 0:00; 2021-07-28: 0:00; 2021-07-29: 0:00; 2021-07-30: 0:00; 2021-07-31: 0:00
52.579 | 2021-04-22 | 52 | 2021-04-11: 0:00; 2021-04-12: 0:00; 2021-04-13: 0:00; 2021-04-14: 0:00; 2021-04-15: 8:30; 2021-04-16: 0:00; 2021-04-17: 0:00; 2021-04-18: 0:00; 2021-04-19: 0:00; 2021-04-20: 1:00; 2021-04-21: 3:00; 2021-04-22: 7:45; 2021-04-23: 0:00; 2021-04-24: 0:00; 2021-04-25: 0:00; 2021-04-26: 5:00; 2021-04-27: 0:00; 2021-04-28: 0:00; 2021-04-29: 1:30; 2021-04-30: 8:45; 2021-05-01: 0:00; 2021-05-02: 0:00; 2021-05-03: 10:00; 2021-05-04: 7:30; 2021-05-05: 0:00; 2021-05-06: 0:00; 2021-05-07: 2:30; 2021-05-08: 8:30; 2021-05-09: 0:00; 2021-05-10: 0:00; 2021-05-11: 0:00; 2021-05-12: 8:30; 2021-05-13: 14:30; 2021-05-14: 5:30; 2021-05-15: 10:30; 2021-05-16: 15:45; 2021-05-17: 6:30; 2021-05-18: 13:30; 2021-05-19: 1:30; 2021-05-20: 13:45; 2021-05-21: 2:45; 2021-05-22: 2:45; 2021-05-23: 3:45; 2021-05-24: 5:45; 2021-05-25: 4:45; 2021-05-26: 4:45; 2021-05-27: 3:30; 2021-05-28: 3:30; 2021-05-29: 3:30; 2021-05-30: 5:15; 2021-05-31: 3:30; 2021-06-01: 20:00; 2021-06-02: 20:00; 2021-06-03: 22:00; 2021-06-04: 62:00; 2021-06-05: 11:30; 2021-06-06: 4:00; 2021-06-07: 0:00; 2021-06-08: 0:00; 2021-06-09: 0:00; 2021-06-10: 0:00; 2021-06-11: 5:00; 2021-06-12: 0:00; 2021-06-13: 0:00; 2021-06-14: 0:00; 2021-06-15: 0:00; 2021-06-16: 0:00; 2021-06-17: 0:00; 2021-06-18: 0:00; 2021-06-19: 0:00; 2021-06-20: 0:00; 2021-06-21: 0:00; 2021-06-22: 0:00; 2021-06-23: 0:00; 2021-06-24: 0:00; 2021-06-25: 0:00; 2021-06-26: 0:00; 2021-06-27: 0:00; 2021-06-28: 0:00; 2021-06-29: 0:00; 2021-06-30: 0:00; 2021-07-01: 0:00; 2021-07-02: 0:00; 2021-07-03: 0:00; 2021-07-04: 0:00; 2021-07-05: 0:00; 2021-07-06: 0:00; 2021-07-07: 0:00; 2021-07-08: 0:00; 2021-07-09: 0:00; 2021-07-10: 0:00; 2021-07-11: 0:00; 2021-07-12: 0:00; 2021-07-13: 0:00; 2021-07-14: 0:00; 2021-07-15: 0:00; 2021-07-16: 0:00; 2021-07-17: 0:00; 2021-07-18: 0:00; 2021-07-19: 0:00; 2021-07-20: 0:00; 2021-07-21: 0:00; 2021-07-22: 0:00; 2021-07-23: 0:00; 2021-07-24: 0:00; 2021-07-25: 0:00; 2021-07-26: 0:00; 2021-07-27: 0:00; 2021-07-28: 0:00; 2021-07-29: 0:00; 2021-07-30: 0:00; 2021-07-31: 0:00
52.583 | 2021-04-28 | 52 | 2021-04-18: 0:00; 2021-04-19: 0:00; 2021-04-20: 0:00; 2021-04-21: 8:30; 2021-04-22: 0:00; 2021-04-23: 0:00; 2021-04-24: 0:00; 2021-04-25: 0:00; 2021-04-26: 1:00; 2021-04-27: 3:00; 2021-04-28: 7:45; 2021-04-29: 0:00; 2021-04-30: 0:00; 2021-05-01: 0:00; 2021-05-02: 5:00; 2021-05-03: 0:00; 2021-05-04: 0:00; 2021-05-05: 1:30; 2021-05-06: 8:45; 2021-05-07: 0:00; 2021-05-08: 0:00; 2021-05-09: 10:00; 2021-05-10: 7:30; 2021-05-11: 0:00; 2021-05-12: 0:00; 2021-05-13: 2:30; 2021-05-14: 8:30; 2021-05-15: 0:00; 2021-05-16: 0:00; 2021-05-17: 0:00; 2021-05-18: 8:30; 2021-05-19: 14:30; 2021-05-20: 5:30; 2021-05-21: 10:30; 2021-05-22: 15:45; 2021-05-23: 6:30; 2021-05-24: 13:30; 2021-05-25: 1:30; 2021-05-26: 13:45; 2021-05-27: 2:45; 2021-05-28: 2:45; 2021-05-29: 3:45; 2021-05-30: 5:45; 2021-05-31: 4:45; 2021-06-01: 4:45; 2021-06-02: 3:30; 2021-06-03: 3:30; 2021-06-04: 3:30; 2021-06-05: 5:15; 2021-06-06: 3:30; 2021-06-07: 20:00; 2021-06-08: 20:00; 2021-06-09: 22:00; 2021-06-10: 62:00; 2021-06-11: 11:30; 2021-06-12: 4:00; 2021-06-13: 0:00; 2021-06-14: 0:00; 2021-06-15: 0:00; 2021-06-16: 0:00; 2021-06-17: 5:00; 2021-06-18: 0:00; 2021-06-19: 0:00; 2021-06-20: 0:00; 2021-06-21: 0:00; 2021-06-22: 0:00; 2021-06-23: 0:00; 2021-06-24: 0:00; 2021-06-25: 0:00; 2021-06-26: 0:00; 2021-06-27: 0:00; 2021-06-28: 0:00; 2021-06-29: 0:00; 2021-06-30: 0:00; 2021-07-01: 0:00; 2021-07-02: 0:00; 2021-07-03: 0:00; 2021-07-04: 0:00; 2021-07-05: 0:00; 2021-07-06: 0:00; 2021-07-07: 0:00; 2021-07-08: 0:00; 2021-07-09: 0:00; 2021-07-10: 0:00; 2021-07-11: 0:00; 2021-07-12: 0:00; 2021-07-13: 0:00; 2021-07-14: 0:00; 2021-07-15: 0:00; 2021-07-16: 0:00; 2021-07-17: 0:00; 2021-07-18: 0:00; 2021-07-19: 0:00; 2021-07-20: 0:00; 2021-07-21: 0:00; 2021-07-22: 0:00; 2021-07-23: 0:00; 2021-07-24: 0:00; 2021-07-25: 0:00; 2021-07-26: 0:00; 2021-07-27: 0:00; 2021-07-28: 0:00; 2021-07-29: 0:00; 2021-07-30: 0:00; 2021-07-31: 0:00; 2021-08-01: 0:00; 2021-08-02: 0:00; 2021-08-03: 0:00; 2021-08-04: 0:00; 2021-08-05: 0:00; 2021-08-06: 0:00; 2021-08-07: 0:00; 2021-08-08: 0:00; 2021-08-09: 0:00; 2021-08-10: 0:00; 2021-08-11: 0:00; 2021-08-12: 0:00; 2021-08-13: 0:00; 2021-08-14: 0:00; 2021-08-15: 0:00; 2021-08-16: 0:00; 2021-08-17: 0:00; 2021-08-18: 0:00; 2021-08-19: 0:00; 2021-08-20: 0:00; 2021-08-21: 0:00; 2021-08-22: 0:00; 2021-08-23: 0:00; 2021-08-24: 0:00; 2021-08-25: 0:00; 2021-08-26: 0:00; 2021-08-27: 0:00; 2021-08-28: 0:00; 2021-08-29: 0:00; 2021-08-30: 0:00; 2021-08-31: 0:00; 2021-09-01: 0:00; 2021-09-02: 0:00; 2021-09-03: 0:00; 2021-09-04: 0:00; 2021-09-05: 0:00; 2021-09-06: 0:00; 2021-09-07: 0:00; 2021-09-08: 0:00; 2021-09-09: 0:00
52.584 | 2021-05-04 | 52 | 2021-04-22: 0:00; 2021-04-23: 0:00; 2021-04-24: 0:00; 2021-04-25: 0:00; 2021-04-26: 0:00; 2021-04-27: 8:30; 2021-04-28: 0:00; 2021-04-29: 0:00; 2021-04-30: 0:00; 2021-05-01: 0:00; 2021-05-02: 1:00; 2021-05-03: 3:00; 2021-05-04: 7:45; 2021-05-05: 0:00; 2021-05-06: 0:00; 2021-05-07: 0:00; 2021-05-08: 5:00; 2021-05-09: 0:00; 2021-05-10: 0:00; 2021-05-11: 1:30; 2021-05-12: 8:45; 2021-05-13: 0:00; 2021-05-14: 0:00; 2021-05-15: 10:00; 2021-05-16: 7:30; 2021-05-17: 0:00; 2021-05-18: 0:00; 2021-05-19: 2:30; 2021-05-20: 8:30; 2021-05-21: 0:00; 2021-05-22: 0:00; 2021-05-23: 0:00; 2021-05-24: 8:30; 2021-05-25: 14:30; 2021-05-26: 5:30; 2021-05-27: 10:30; 2021-05-28: 15:45; 2021-05-29: 6:30; 2021-05-30: 13:30; 2021-05-31: 1:30; 2021-06-01: 13:45; 2021-06-02: 2:45; 2021-06-03: 2:45; 2021-06-04: 3:45; 2021-06-05: 5:45; 2021-06-06: 4:45; 2021-06-07: 4:45; 2021-06-08: 3:30; 2021-06-09: 3:30; 2021-06-10: 3:30; 2021-06-11: 5:15; 2021-06-12: 3:30; 2021-06-13: 20:00; 2021-06-14: 20:00; 2021-06-15: 22:00; 2021-06-16: 62:00; 2021-06-17: 11:30; 2021-06-18: 4:00; 2021-06-19: 0:00; 2021-06-20: 0:00; 2021-06-21: 0:00; 2021-06-22: 0:00; 2021-06-23: 5:00; 2021-06-24: 0:00; 2021-06-25: 0:00; 2021-06-26: 0:00; 2021-06-27: 0:00; 2021-06-28: 0:00; 2021-06-29: 0:00; 2021-06-30: 0:00; 2021-07-01: 0:00; 2021-07-02: 0:00; 2021-07-03: 0:00; 2021-07-04: 0:00; 2021-07-05: 0:00; 2021-07-06: 0:00; 2021-07-07: 0:00; 2021-07-08: 0:00; 2021-07-09: 0:00; 2021-07-10: 0:00; 2021-07-11: 0:00; 2021-07-12: 0:00; 2021-07-13: 0:00; 2021-07-14: 0:00; 2021-07-15: 0:00; 2021-07-16: 0:00; 2021-07-17: 0:00; 2021-07-18: 0:00; 2021-07-19: 0:00; 2021-07-20: 0:00; 2021-07-21: 0:00; 2021-07-22: 0:00; 2021-07-23: 0:00; 2021-07-24: 0:00; 2021-07-25: 0:00; 2021-07-26: 0:00; 2021-07-27: 0:00; 2021-07-28: 0:00; 2021-07-29: 0:00; 2021-07-30: 0:00; 2021-07-31: 0:00; 2021-08-01: 0:00; 2021-08-02: 0:00; 2021-08-03: 0:00; 2021-08-04: 0:00; 2021-08-05: 0:00; 2021-08-06: 0:00; 2021-08-07: 0:00; 2021-08-08: 0:00; 2021-08-09: 0:00; 2021-08-10: 0:00; 2021-08-11: 0:00; 2021-08-12: 0:00; 2021-08-13: 0:00; 2021-08-14: 0:00; 2021-08-15: 0:00; 2021-08-16: 0:00; 2021-08-17: 0:00; 2021-08-18: 0:00; 2021-08-19: 0:00; 2021-08-20: 0:00; 2021-08-21: 0:00; 2021-08-22: 0:00; 2021-08-23: 0:00; 2021-08-24: 0:00; 2021-08-25: 0:00; 2021-08-26: 0:00; 2021-08-27: 0:00; 2021-08-28: 0:00; 2021-08-29: 0:00; 2021-08-30: 0:00; 2021-08-31: 0:00; 2021-09-01: 0:00; 2021-09-02: 0:00; 2021-09-03: 0:00; 2021-09-04: 0:00; 2021-09-05: 0:00; 2021-09-06: 0:00; 2021-09-07: 0:00; 2021-09-08: 0:00; 2021-09-09: 0:00
95.503 | 2021-05-06 | 11 | 2021-04-22: 8:30; 2021-04-23: 0:00; 2021-04-24: 0:00; 2021-04-25: 0:00; 2021-04-26: 0:00; 2021-04-27: 0:00; 2021-04-28: 0:00; 2021-04-29: 0:00; 2021-04-30: 0:00; 2021-05-01: 0:00; 2021-05-02: 0:00; 2021-05-03: 0:00; 2021-05-04: 0:00; 2021-05-05: 5:45; 2021-05-06: 10:00; 2021-05-07: 0:00; 2021-05-08: 0:00; 2021-05-09: 9:45; 2021-05-10: 0:00; 2021-05-11: 0:00; 2021-05-12: 0:00; 2021-05-13: 10:00; 2021-05-14: 4:00; 2021-05-15: 8:00; 2021-05-16: 11:15; 2021-05-17: 0:00; 2021-05-18: 0:00; 2021-05-19: 0:00; 2021-05-20: 8:45; 2021-05-21: 13:30; 2021-05-22: 13:15; 2021-05-23: 13:00; 2021-05-24: 6:00; 2021-05-25: 14:30; 2021-05-26: 14:15; 2021-05-27: 15:00; 2021-05-28: 18:45; 2021-05-29: 20:00; 2021-05-30: 6:45; 2021-05-31: 14:30; 2021-06-01: 11:00; 2021-06-02: 7:00; 2021-06-03: 5:00; 2021-06-04: 5:00; 2021-06-05: 5:00; 2021-06-06: 5:00; 2021-06-07: 5:00; 2021-06-08: 17:00; 2021-06-09: 17:00; 2021-06-10: 17:00; 2021-06-11: 17:00; 2021-06-12: 17:15; 2021-06-13: 54:00; 2021-06-14: 20:00; 2021-06-15: 4:00; 2021-06-16: 2:00; 2021-06-17: 0:00; 2021-06-18: 0:00; 2021-06-19: 0:00; 2021-06-20: 0:00; 2021-06-21: 5:00; 2021-06-22: 5:00; 2021-06-23: 0:00; 2021-06-24: 0:00; 2021-06-25: 0:00; 2021-06-26: 0:00; 2021-06-27: 0:00; 2021-06-28: 0:00; 2021-06-29: 0:00; 2021-06-30: 0:00; 2021-07-01: 0:00; 2021-07-02: 0:00; 2021-07-03: 0:00; 2021-07-04: 0:00; 2021-07-05: 0:00; 2021-07-06: 0:00; 2021-07-07: 0:00; 2021-07-08: 0:00; 2021-07-09: 0:00; 2021-07-10: 0:00; 2021-07-11: 0:00; 2021-07-12: 0:00; 2021-07-13: 0:00; 2021-07-14: 0:00; 2021-07-15: 0:00; 2021-07-16: 0:00; 2021-07-17: 0:00; 2021-07-18: 0:00; 2021-07-19: 0:00; 2021-07-20: 0:00; 2021-07-21: 0:00; 2021-07-22: 0:00; 2021-07-23: 0:00; 2021-07-24: 0:00; 2021-07-25: 0:00; 2021-07-26: 0:00; 2021-07-27: 0:00; 2021-07-28: 0:00; 2021-07-29: 0:00; 2021-07-30: 0:00; 2021-07-31: 0:00; 2021-08-01: 0:00; 2021-08-02: 0:00; 2021-08-03: 0:00; 2021-08-04: 0:00; 2021-08-05: 0:00; 2021-08-06: 0:00; 2021-08-07: 0:00; 2021-08-08: 0:00; 2021-08-09: 0:00; 2021-08-10: 0:00; 2021-08-11: 0:00; 2021-08-12: 0:00; 2021-08-13: 0:00; 2021-08-14: 0:00; 2021-08-15: 0:00; 2021-08-16: 0:00; 2021-08-17: 0:00; 2021-08-18: 0:00; 2021-08-19: 0:00; 2021-08-20: 0:00; 2021-08-21: 0:00; 2021-08-22: 0:00; 2021-08-23: 0:00; 2021-08-24: 0:00; 2021-08-25: 0:00; 2021-08-26: 0:00; 2021-08-27: 0:00; 2021-08-28: 0:00; 2021-08-29: 0:00; 2021-08-30: 0:00; 2021-08-31: 0:00; 2021-09-01: 0:00; 2021-09-02: 0:00; 2021-09-03: 0:00; 2021-09-04: 0:00; 2021-09-05: 0:00; 2021-09-06: 0:00; 2021-09-07: 0:00; 2021-09-08: 0:00; 2021-09-09: 0:00
52.585 | 2021-05-16 | 52 | 2021-05-01: 0:00; 2021-05-02: 6:30; 2021-05-03: 0:00; 2021-05-04: 0:00; 2021-05-05: 0:00; 2021-05-06: 0:00; 2021-05-07: 0:00; 2021-05-08: 0:00; 2021-05-09: 8:30; 2021-05-10: 0:00; 2021-05-11: 0:00; 2021-05-12: 0:00; 2021-05-13: 0:00; 2021-05-14: 1:00; 2021-05-15: 3:00; 2021-05-16: 7:45; 2021-05-17: 0:00; 2021-05-18: 0:00; 2021-05-19: 0:00; 2021-05-20: 5:00; 2021-05-21: 0:00; 2021-05-22: 0:00; 2021-05-23: 1:30; 2021-05-24: 8:45; 2021-05-25: 0:00; 2021-05-26: 0:00; 2021-05-27: 10:00; 2021-05-28: 7:30; 2021-05-29: 0:00; 2021-05-30: 0:00; 2021-05-31: 2:30; 2021-06-01: 8:30; 2021-06-02: 0:00; 2021-06-03: 0:00; 2021-06-04: 0:00; 2021-06-05: 8:30; 2021-06-06: 14:30; 2021-06-07: 5:30; 2021-06-08: 10:30; 2021-06-09: 15:45; 2021-06-10: 6:30; 2021-06-11: 13:30; 2021-06-12: 1:30; 2021-06-13: 13:45; 2021-06-14: 2:45; 2021-06-15: 2:45; 2021-06-16: 3:45; 2021-06-17: 5:45; 2021-06-18: 4:45; 2021-06-19: 4:45; 2021-06-20: 3:30; 2021-06-21: 3:30; 2021-06-22: 3:30; 2021-06-23: 5:15; 2021-06-24: 3:30; 2021-06-25: 20:00; 2021-06-26: 20:00; 2021-06-27: 22:00; 2021-06-28: 62:00; 2021-06-29: 11:30; 2021-06-30: 4:00; 2021-07-01: 0:00; 2021-07-02: 0:00; 2021-07-03: 0:00; 2021-07-04: 0:00; 2021-07-05: 5:00; 2021-07-06: 0:00; 2021-07-07: 0:00; 2021-07-08: 0:00; 2021-07-09: 0:00; 2021-07-10: 0:00; 2021-07-11: 0:00; 2021-07-12: 0:00; 2021-07-13: 0:00; 2021-07-14: 0:00; 2021-07-15: 0:00; 2021-07-16: 0:00; 2021-07-17: 0:00; 2021-07-18: 0:00; 2021-07-19: 0:00; 2021-07-20: 0:00; 2021-07-21: 0:00; 2021-07-22: 0:00; 2021-07-23: 0:00; 2021-07-24: 0:00; 2021-07-25: 0:00; 2021-07-26: 0:00; 2021-07-27: 0:00; 2021-07-28: 0:00; 2021-07-29: 0:00; 2021-07-30: 0:00; 2021-07-31: 0:00; 2021-08-01: 0:00; 2021-08-02: 0:00; 2021-08-03: 0:00; 2021-08-04: 0:00; 2021-08-05: 0:00; 2021-08-06: 0:00; 2021-08-07: 0:00; 2021-08-08: 0:00; 2021-08-09: 0:00; 2021-08-10: 0:00; 2021-08-11: 0:00; 2021-08-12: 0:00; 2021-08-13: 0:00; 2021-08-14: 0:00; 2021-08-15: 0:00; 2021-08-16: 0:00; 2021-08-17: 0:00; 2021-08-18: 0:00; 2021-08-19: 0:00; 2021-08-20: 0:00; 2021-08-21: 0:00; 2021-08-22: 0:00; 2021-08-23: 0:00; 2021-08-24: 0:00; 2021-08-25: 0:00; 2021-08-26: 0:00; 2021-08-27: 0:00; 2021-08-28: 0:00; 2021-08-29: 0:00; 2021-08-30: 0:00; 2021-08-31: 0:00; 2021-09-01: 0:00; 2021-09-02: 0:00; 2021-09-03: 0:00; 2021-09-04: 0:00; 2021-09-05: 0:00; 2021-09-06: 0:00; 2021-09-07: 0:00; 2021-09-08: 0:00; 2021-09-09: 0:00
52.586 | 2021-05-22 | 52 | 2021-05-08: 6:30; 2021-05-09: 0:00; 2021-05-10: 0:00; 2021-05-11: 0:00; 2021-05-12: 0:00; 2021-05-13: 0:00; 2021-05-14: 0:00; 2021-05-15: 8:30; 2021-05-16: 0:00; 2021-05-17: 0:00; 2021-05-18: 0:00; 2021-05-19: 0:00; 2021-05-20: 1:00; 2021-05-21: 3:00; 2021-05-22: 7:45; 2021-05-23: 0:00; 2021-05-24: 0:00; 2021-05-25: 0:00; 2021-05-26: 5:00; 2021-05-27: 0:00; 2021-05-28: 0:00; 2021-05-29: 1:30; 2021-05-30: 8:45; 2021-05-31: 0:00; 2021-06-01: 0:00; 2021-06-02: 10:00; 2021-06-03: 7:30; 2021-06-04: 0:00; 2021-06-05: 0:00; 2021-06-06: 2:30; 2021-06-07: 8:30; 2021-06-08: 0:00; 2021-06-09: 0:00; 2021-06-10: 0:00; 2021-06-11: 8:30; 2021-06-12: 14:30; 2021-06-13: 5:30; 2021-06-14: 10:30; 2021-06-15: 15:45; 2021-06-16: 6:30; 2021-06-17: 13:30; 2021-06-18: 1:30; 2021-06-19: 13:45; 2021-06-20: 2:45; 2021-06-21: 2:45; 2021-06-22: 3:45; 2021-06-23: 5:45; 2021-06-24: 4:45; 2021-06-25: 4:45; 2021-06-26: 3:30; 2021-06-27: 3:30; 2021-06-28: 3:30; 2021-06-29: 5:15; 2021-06-30: 3:30; 2021-07-01: 20:00; 2021-07-02: 20:00; 2021-07-03: 22:00; 2021-07-04: 62:00; 2021-07-05: 11:30; 2021-07-06: 4:00; 2021-07-07: 0:00; 2021-07-08: 0:00; 2021-07-09: 0:00; 2021-07-10: 0:00; 2021-07-11: 5:00; 2021-07-12: 0:00; 2021-07-13: 0:00; 2021-07-14: 0:00; 2021-07-15: 0:00; 2021-07-16: 0:00; 2021-07-17: 0:00; 2021-07-18: 0:00; 2021-07-19: 0:00; 2021-07-20: 0:00; 2021-07-21: 0:00; 2021-07-22: 0:00; 2021-07-23: 0:00; 2021-07-24: 0:00; 2021-07-25: 0:00; 2021-07-26: 0:00; 2021-07-27: 0:00; 2021-07-28: 0:00; 2021-07-29: 0:00; 2021-07-30: 0:00; 2021-07-31: 0:00; 2021-08-01: 0:00; 2021-08-02: 0:00; 2021-08-03: 0:00; 2021-08-04: 0:00; 2021-08-05: 0:00; 2021-08-06: 0:00; 2021-08-07: 0:00; 2021-08-08: 0:00; 2021-08-09: 0:00; 2021-08-10: 0:00; 2021-08-11: 0:00; 2021-08-12: 0:00; 2021-08-13: 0:00; 2021-08-14: 0:00; 2021-08-15: 0:00; 2021-08-16: 0:00; 2021-08-17: 0:00; 2021-08-18: 0:00; 2021-08-19: 0:00; 2021-08-20: 0:00; 2021-08-21: 0:00; 2021-08-22: 0:00; 2021-08-23: 0:00; 2021-08-24: 0:00; 2021-08-25: 0:00; 2021-08-26: 0:00; 2021-08-27: 0:00; 2021-08-28: 0:00; 2021-08-29: 0:00; 2021-08-30: 0:00; 2021-08-31: 0:00; 2021-09-01: 0:00; 2021-09-02: 0:00; 2021-09-03: 0:00; 2021-09-04: 0:00; 2021-09-05: 0:00; 2021-09-06: 0:00; 2021-09-07: 0:00; 2021-09-08: 0:00; 2021-09-09: 0:00
52.587 | 2021-06-03 | 52 | 2021-05-24: 0:00; 2021-05-25: 0:00; 2021-05-26: 0:00; 2021-05-27: 8:30; 2021-05-28: 0:00; 2021-05-29: 0:00; 2021-05-30: 0:00; 2021-05-31: 0:00; 2021-06-01: 1:00; 2021-06-02: 3:00; 2021-06-03: 7:45; 2021-06-04: 0:00; 2021-06-05: 0:00; 2021-06-06: 0:00; 2021-06-07: 5:00; 2021-06-08: 0:00; 2021-06-09: 0:00; 2021-06-10: 1:30; 2021-06-11: 8:45; 2021-06-12: 0:00; 2021-06-13: 0:00; 2021-06-14: 10:00; 2021-06-15: 7:30; 2021-06-16: 0:00; 2021-06-17: 0:00; 2021-06-18: 2:30; 2021-06-19: 8:30; 2021-06-20: 0:00; 2021-06-21: 0:00; 2021-06-22: 0:00; 2021-06-23: 8:30; 2021-06-24: 14:30; 2021-06-25: 5:30; 2021-06-26: 10:30; 2021-06-27: 15:45; 2021-06-28: 6:30; 2021-06-29: 13:30; 2021-06-30: 1:30; 2021-07-01: 13:45; 2021-07-02: 2:45; 2021-07-03: 2:45; 2021-07-04: 3:45; 2021-07-05: 5:45; 2021-07-06: 4:45; 2021-07-07: 4:45; 2021-07-08: 3:30; 2021-07-09: 3:30; 2021-07-10: 3:30; 2021-07-11: 5:15; 2021-07-12: 3:30; 2021-07-13: 20:00; 2021-07-14: 20:00; 2021-07-15: 22:00; 2021-07-16: 62:00; 2021-07-17: 11:30; 2021-07-18: 4:00; 2021-07-19: 0:00; 2021-07-20: 0:00; 2021-07-21: 0:00; 2021-07-22: 0:00; 2021-07-23: 5:00; 2021-07-24: 0:00; 2021-07-25: 0:00; 2021-07-26: 0:00; 2021-07-27: 0:00; 2021-07-28: 0:00; 2021-07-29: 0:00; 2021-07-30: 0:00; 2021-07-31: 0:00; 2021-08-01: 0:00; 2021-08-02: 0:00; 2021-08-03: 0:00; 2021-08-04: 0:00; 2021-08-05: 0:00; 2021-08-06: 0:00; 2021-08-07: 0:00; 2021-08-08: 0:00; 2021-08-09: 0:00; 2021-08-10: 0:00; 2021-08-11: 0:00; 2021-08-12: 0:00; 2021-08-13: 0:00; 2021-08-14: 0:00; 2021-08-15: 0:00; 2021-08-16: 0:00; 2021-08-17: 0:00; 2021-08-18: 0:00; 2021-08-19: 0:00; 2021-08-20: 0:00; 2021-08-21: 0:00; 2021-08-22: 0:00; 2021-08-23: 0:00; 2021-08-24: 0:00; 2021-08-25: 0:00; 2021-08-26: 0:00; 2021-08-27: 0:00; 2021-08-28: 0:00; 2021-08-29: 0:00; 2021-08-30: 0:00; 2021-08-31: 0:00; 2021-09-01: 0:00; 2021-09-02: 0:00; 2021-09-03: 0:00; 2021-09-04: 0:00; 2021-09-05: 0:00; 2021-09-06: 0:00; 2021-09-07: 0:00; 2021-09-08: 0:00; 2021-09-09: 0:00
52.588 | 2021-06-09 | 52 | 2021-05-28: 0:00; 2021-05-29: 0:00; 2021-05-30: 0:00; 2021-05-31: 0:00; 2021-06-01: 0:00; 2021-06-02: 8:30; 2021-06-03: 0:00; 2021-06-04: 0:00; 2021-06-05: 0:00; 2021-06-06: 0:00; 2021-06-07: 1:00; 2021-06-08: 3:00; 2021-06-09: 7:45; 2021-06-10: 0:00; 2021-06-11: 0:00; 2021-06-12: 0:00; 2021-06-13: 5:00; 2021-06-14: 0:00; 2021-06-15: 0:00; 2021-06-16: 1:30; 2021-06-17: 8:45; 2021-06-18: 0:00; 2021-06-19: 0:00; 2021-06-20: 10:00; 2021-06-21: 7:30; 2021-06-22: 0:00; 2021-06-23: 0:00; 2021-06-24: 2:30; 2021-06-25: 8:30; 2021-06-26: 0:00; 2021-06-27: 0:00; 2021-06-28: 0:00; 2021-06-29: 8:30; 2021-06-30: 14:30; 2021-07-01: 5:30; 2021-07-02: 10:30; 2021-07-03: 15:45; 2021-07-04: 6:30; 2021-07-05: 13:30; 2021-07-06: 1:30; 2021-07-07: 13:45; 2021-07-08: 2:45; 2021-07-09: 2:45; 2021-07-10: 3:45; 2021-07-11: 5:45; 2021-07-12: 4:45; 2021-07-13: 4:45; 2021-07-14: 3:30; 2021-07-15: 3:30; 2021-07-16: 3:30; 2021-07-17: 5:15; 2021-07-18: 3:30; 2021-07-19: 20:00; 2021-07-20: 20:00; 2021-07-21: 22:00; 2021-07-22: 62:00; 2021-07-23: 11:30; 2021-07-24: 4:00; 2021-07-25: 0:00; 2021-07-26: 0:00; 2021-07-27: 0:00; 2021-07-28: 0:00; 2021-07-29: 5:00; 2021-07-30: 0:00; 2021-07-31: 0:00; 2021-08-01: 0:00; 2021-08-02: 0:00; 2021-08-03: 0:00; 2021-08-04: 0:00; 2021-08-05: 0:00; 2021-08-06: 0:00; 2021-08-07: 0:00; 2021-08-08: 0:00; 2021-08-09: 0:00; 2021-08-10: 0:00; 2021-08-11: 0:00; 2021-08-12: 0:00; 2021-08-13: 0:00; 2021-08-14: 0:00; 2021-08-15: 0:00; 2021-08-16: 0:00; 2021-08-17: 0:00; 2021-08-18: 0:00; 2021-08-19: 0:00; 2021-08-20: 0:00; 2021-08-21: 0:00; 2021-08-22: 0:00; 2021-08-23: 0:00; 2021-08-24: 0:00; 2021-08-25: 0:00; 2021-08-26: 0:00; 2021-08-27: 0:00; 2021-08-28: 0:00; 2021-08-29: 0:00; 2021-08-30: 0:00; 2021-08-31: 0:00; 2021-09-01: 0:00; 2021-09-02: 0:00; 2021-09-03: 0:00; 2021-09-04: 0:00; 2021-09-05: 0:00; 2021-09-06: 0:00; 2021-09-07: 0:00; 2021-09-08: 0:00; 2021-09-09: 0:00
52.589 | 2021-06-15 | 52 | 2021-06-03: 0:00; 2021-06-04: 0:00; 2021-06-05: 0:00; 2021-06-06: 0:00; 2021-06-07: 0:00; 2021-06-08: 8:30; 2021-06-09: 0:00; 2021-06-10: 0:00; 2021-06-11: 0:00; 2021-06-12: 0:00; 2021-06-13: 1:00; 2021-06-14: 3:00; 2021-06-15: 7:45; 2021-06-16: 0:00; 2021-06-17: 0:00; 2021-06-18: 0:00; 2021-06-19: 5:00; 2021-06-20: 0:00; 2021-06-21: 0:00; 2021-06-22: 1:30; 2021-06-23: 8:45; 2021-06-24: 0:00; 2021-06-25: 0:00; 2021-06-26: 10:00; 2021-06-27: 7:30; 2021-06-28: 0:00; 2021-06-29: 0:00; 2021-06-30: 2:30; 2021-07-01: 8:30; 2021-07-02: 0:00; 2021-07-03: 0:00; 2021-07-04: 0:00; 2021-07-05: 8:30; 2021-07-06: 14:30; 2021-07-07: 5:30; 2021-07-08: 10:30; 2021-07-09: 15:45; 2021-07-10: 6:30; 2021-07-11: 13:30; 2021-07-12: 1:30; 2021-07-13: 13:45; 2021-07-14: 2:45; 2021-07-15: 2:45; 2021-07-16: 3:45; 2021-07-17: 5:45; 2021-07-18: 4:45; 2021-07-19: 4:45; 2021-07-20: 3:30; 2021-07-21: 3:30; 2021-07-22: 3:30; 2021-07-23: 5:15; 2021-07-24: 3:30; 2021-07-25: 20:00; 2021-07-26: 20:00; 2021-07-27: 22:00; 2021-07-28: 62:00; 2021-07-29: 11:30; 2021-07-30: 4:00; 2021-07-31: 0:00; 2021-08-01: 0:00; 2021-08-02: 0:00; 2021-08-03: 0:00; 2021-08-04: 5:00; 2021-08-05: 0:00; 2021-08-06: 0:00; 2021-08-07: 0:00; 2021-08-08: 0:00; 2021-08-09: 0:00; 2021-08-10: 0:00; 2021-08-11: 0:00; 2021-08-12: 0:00; 2021-08-13: 0:00; 2021-08-14: 0:00; 2021-08-15: 0:00; 2021-08-16: 0:00; 2021-08-17: 0:00; 2021-08-18: 0:00; 2021-08-19: 0:00; 2021-08-20: 0:00; 2021-08-21: 0:00; 2021-08-22: 0:00; 2021-08-23: 0:00; 2021-08-24: 0:00; 2021-08-25: 0:00; 2021-08-26: 0:00; 2021-08-27: 0:00; 2021-08-28: 0:00; 2021-08-29: 0:00; 2021-08-30: 0:00; 2021-08-31: 0:00; 2021-09-01: 0:00; 2021-09-02: 0:00; 2021-09-03: 0:00; 2021-09-04: 0:00; 2021-09-05: 0:00; 2021-09-06: 0:00; 2021-09-07: 0:00; 2021-09-08: 0:00; 2021-09-09: 0:00
52.592 | 2021-06-21 | 52 | 2021-06-06: 0:00; 2021-06-07: 6:30; 2021-06-08: 0:00; 2021-06-09: 0:00; 2021-06-10: 0:00; 2021-06-11: 0:00; 2021-06-12: 0:00; 2021-06-13: 0:00; 2021-06-14: 8:30; 2021-06-15: 0:00; 2021-06-16: 0:00; 2021-06-17: 0:00; 2021-06-18: 0:00; 2021-06-19: 1:00; 2021-06-20: 3:00; 2021-06-21: 7:45; 2021-06-22: 0:00; 2021-06-23: 0:00; 2021-06-24: 0:00; 2021-06-25: 5:00; 2021-06-26: 0:00; 2021-06-27: 0:00; 2021-06-28: 1:30; 2021-06-29: 8:45; 2021-06-30: 0:00; 2021-07-01: 0:00; 2021-07-02: 10:00; 2021-07-03: 7:30; 2021-07-04: 0:00; 2021-07-05: 0:00; 2021-07-06: 2:30; 2021-07-07: 8:30; 2021-07-08: 0:00; 2021-07-09: 0:00; 2021-07-10: 0:00; 2021-07-11: 8:30; 2021-07-12: 14:30; 2021-07-13: 5:30; 2021-07-14: 10:30; 2021-07-15: 15:45; 2021-07-16: 6:30; 2021-07-17: 13:30; 2021-07-18: 1:30; 2021-07-19: 13:45; 2021-07-20: 2:45; 2021-07-21: 2:45; 2021-07-22: 3:45; 2021-07-23: 5:45; 2021-07-24: 4:45; 2021-07-25: 4:45; 2021-07-26: 3:30; 2021-07-27: 3:30; 2021-07-28: 3:30; 2021-07-29: 5:15; 2021-07-30: 3:30; 2021-07-31: 20:00; 2021-08-01: 20:00; 2021-08-02: 22:00; 2021-08-03: 62:00; 2021-08-04: 11:30; 2021-08-05: 4:00; 2021-08-06: 0:00; 2021-08-07: 0:00; 2021-08-08: 0:00; 2021-08-09: 0:00; 2021-08-10: 5:00; 2021-08-11: 0:00; 2021-08-12: 0:00; 2021-08-13: 0:00; 2021-08-14: 0:00; 2021-08-15: 0:00; 2021-08-16: 0:00; 2021-08-17: 0:00; 2021-08-18: 0:00; 2021-08-19: 0:00; 2021-08-20: 0:00; 2021-08-21: 0:00; 2021-08-22: 0:00; 2021-08-23: 0:00; 2021-08-24: 0:00; 2021-08-25: 0:00; 2021-08-26: 0:00; 2021-08-27: 0:00; 2021-08-28: 0:00; 2021-08-29: 0:00; 2021-08-30: 0:00; 2021-08-31: 0:00; 2021-09-01: 0:00; 2021-09-02: 0:00; 2021-09-03: 0:00; 2021-09-04: 0:00; 2021-09-05: 0:00; 2021-09-06: 0:00; 2021-09-07: 0:00; 2021-09-08: 0:00; 2021-09-09: 0:00
52.593 | 2021-06-27 | 52 | 2021-06-12: 0:00; 2021-06-13: 6:30; 2021-06-14: 0:00; 2021-06-15: 0:00; 2021-06-16: 0:00; 2021-06-17: 0:00; 2021-06-18: 0:00; 2021-06-19: 0:00; 2021-06-20: 8:30; 2021-06-21: 0:00; 2021-06-22: 0:00; 2021-06-23: 0:00; 2021-06-24: 0:00; 2021-06-25: 1:00; 2021-06-26: 3:00; 2021-06-27: 7:45; 2021-06-28: 0:00; 2021-06-29: 0:00; 2021-06-30: 0:00; 2021-07-01: 5:00; 2021-07-02: 0:00; 2021-07-03: 0:00; 2021-07-04: 1:30; 2021-07-05: 8:45; 2021-07-06: 0:00; 2021-07-07: 0:00; 2021-07-08: 10:00; 2021-07-09: 7:30; 2021-07-10: 0:00; 2021-07-11: 0:00; 2021-07-12: 2:30; 2021-07-13: 8:30; 2021-07-14: 0:00; 2021-07-15: 0:00; 2021-07-16: 0:00; 2021-07-17: 8:30; 2021-07-18: 14:30; 2021-07-19: 5:30; 2021-07-20: 10:30; 2021-07-21: 15:45; 2021-07-22: 6:30; 2021-07-23: 13:30; 2021-07-24: 1:30; 2021-07-25: 13:45; 2021-07-26: 2:45; 2021-07-27: 2:45; 2021-07-28: 3:45; 2021-07-29: 5:45; 2021-07-30: 4:45; 2021-07-31: 4:45; 2021-08-01: 3:30; 2021-08-02: 3:30; 2021-08-03: 3:30; 2021-08-04: 5:15; 2021-08-05: 3:30; 2021-08-06: 20:00; 2021-08-07: 20:00; 2021-08-08: 22:00; 2021-08-09: 62:00; 2021-08-10: 11:30; 2021-08-11: 4:00; 2021-08-12: 0:00; 2021-08-13: 0:00; 2021-08-14: 0:00; 2021-08-15: 0:00; 2021-08-16: 5:00; 2021-08-17: 0:00; 2021-08-18: 0:00; 2021-08-19: 0:00; 2021-08-20: 0:00; 2021-08-21: 0:00; 2021-08-22: 0:00; 2021-08-23: 0:00; 2021-08-24: 0:00; 2021-08-25: 0:00; 2021-08-26: 0:00; 2021-08-27: 0:00; 2021-08-28: 0:00; 2021-08-29: 0:00; 2021-08-30: 0:00; 2021-08-31: 0:00; 2021-09-01: 0:00; 2021-09-02: 0:00; 2021-09-03: 0:00; 2021-09-04: 0:00; 2021-09-05: 0:00; 2021-09-06: 0:00; 2021-09-07: 0:00; 2021-09-08: 0:00; 2021-09-09: 0:00
52.594 | 2021-07-09 | 52 | 2021-06-28: 0:00; 2021-06-29: 0:00; 2021-06-30: 0:00; 2021-07-01: 0:00; 2021-07-02: 8:30; 2021-07-03: 0:00; 2021-07-04: 0:00; 2021-07-05: 0:00; 2021-07-06: 0:00; 2021-07-07: 1:00; 2021-07-08: 3:00; 2021-07-09: 7:45; 2021-07-10: 0:00; 2021-07-11: 0:00; 2021-07-12: 0:00; 2021-07-13: 5:00; 2021-07-14: 0:00; 2021-07-15: 0:00; 2021-07-16: 1:30; 2021-07-17: 8:45; 2021-07-18: 0:00; 2021-07-19: 0:00; 2021-07-20: 10:00; 2021-07-21: 7:30; 2021-07-22: 0:00; 2021-07-23: 0:00; 2021-07-24: 2:30; 2021-07-25: 8:30; 2021-07-26: 0:00; 2021-07-27: 0:00; 2021-07-28: 0:00; 2021-07-29: 8:30; 2021-07-30: 14:30; 2021-07-31: 5:30; 2021-08-01: 10:30; 2021-08-02: 15:45; 2021-08-03: 6:30; 2021-08-04: 13:30; 2021-08-05: 1:30; 2021-08-06: 13:45; 2021-08-07: 2:45; 2021-08-08: 2:45; 2021-08-09: 3:45; 2021-08-10: 5:45; 2021-08-11: 4:45; 2021-08-12: 4:45; 2021-08-13: 3:30; 2021-08-14: 3:30; 2021-08-15: 3:30; 2021-08-16: 5:15; 2021-08-17: 3:30; 2021-08-18: 20:00; 2021-08-19: 20:00; 2021-08-20: 22:00; 2021-08-21: 62:00; 2021-08-22: 11:30; 2021-08-23: 4:00; 2021-08-24: 0:00; 2021-08-25: 0:00; 2021-08-26: 0:00; 2021-08-27: 0:00; 2021-08-28: 5:00; 2021-08-29: 0:00; 2021-08-30: 0:00; 2021-08-31: 0:00; 2021-09-01: 0:00; 2021-09-02: 0:00; 2021-09-03: 0:00; 2021-09-04: 0:00; 2021-09-05: 0:00; 2021-09-06: 0:00; 2021-09-07: 0:00; 2021-09-08: 0:00; 2021-09-09: 0:00; 2021-09-10: 0:00; 2021-09-11: 0:00; 2021-09-12: 0:00; 2021-09-13: 0:00; 2021-09-14: 0:00; 2021-09-15: 0:00; 2021-09-16: 0:00; 2021-09-17: 0:00; 2021-09-18: 0:00; 2021-09-19: 0:00; 2021-09-20: 0:00; 2021-09-21: 0:00; 2021-09-22: 0:00; 2021-09-23: 0:00; 2021-09-24: 0:00; 2021-09-25: 0:00; 2021-09-26: 0:00; 2021-09-27: 0:00; 2021-09-28: 0:00; 2021-09-29: 0:00; 2021-09-30: 0:00; 2021-10-01: 0:00; 2021-10-02: 0:00; 2021-10-03: 0:00; 2021-10-04: 0:00; 2021-10-05: 0:00; 2021-10-06: 0:00; 2021-10-07: 0:00; 2021-10-08: 0:00; 2021-10-09: 0:00; 2021-10-10: 0:00; 2021-10-11: 0:00; 2021-10-12: 0:00; 2021-10-13: 0:00; 2021-10-14: 0:00; 2021-10-15: 0:00; 2021-10-16: 0:00; 2021-10-17: 0:00; 2021-10-18: 0:00; 2021-10-19: 0:00; 2021-10-20: 0:00; 2021-10-21: 0:00; 2021-10-22: 0:00; 2021-10-23: 0:00
52.595 | 2021-07-15 | 52 | 2021-07-02: 0:00; 2021-07-03: 0:00; 2021-07-04: 0:00; 2021-07-05: 0:00; 2021-07-06: 0:00; 2021-07-07: 0:00; 2021-07-08: 8:30; 2021-07-09: 0:00; 2021-07-10: 0:00; 2021-07-11: 0:00; 2021-07-12: 0:00; 2021-07-13: 1:00; 2021-07-14: 3:00; 2021-07-15: 7:45; 2021-07-16: 0:00; 2021-07-17: 0:00; 2021-07-18: 0:00; 2021-07-19: 5:00; 2021-07-20: 0:00; 2021-07-21: 0:00; 2021-07-22: 1:30; 2021-07-23: 8:45; 2021-07-24: 0:00; 2021-07-25: 0:00; 2021-07-26: 10:00; 2021-07-27: 7:30; 2021-07-28: 0:00; 2021-07-29: 0:00; 2021-07-30: 2:30; 2021-07-31: 8:30; 2021-08-01: 0:00; 2021-08-02: 0:00; 2021-08-03: 0:00; 2021-08-04: 8:30; 2021-08-05: 14:30; 2021-08-06: 5:30; 2021-08-07: 10:30; 2021-08-08: 15:45; 2021-08-09: 6:30; 2021-08-10: 13:30; 2021-08-11: 1:30; 2021-08-12: 13:45; 2021-08-13: 2:45; 2021-08-14: 2:45; 2021-08-15: 3:45; 2021-08-16: 5:45; 2021-08-17: 4:45; 2021-08-18: 4:45; 2021-08-19: 3:30; 2021-08-20: 3:30; 2021-08-21: 3:30; 2021-08-22: 5:15; 2021-08-23: 3:30; 2021-08-24: 20:00; 2021-08-25: 20:00; 2021-08-26: 22:00; 2021-08-27: 62:00; 2021-08-28: 11:30; 2021-08-29: 4:00; 2021-08-30: 0:00; 2021-08-31: 0:00; 2021-09-01: 0:00; 2021-09-02: 0:00; 2021-09-03: 5:00; 2021-09-04: 0:00; 2021-09-05: 0:00; 2021-09-06: 0:00; 2021-09-07: 0:00; 2021-09-08: 0:00; 2021-09-09: 0:00; 2021-09-10: 0:00; 2021-09-11: 0:00; 2021-09-12: 0:00; 2021-09-13: 0:00; 2021-09-14: 0:00; 2021-09-15: 0:00; 2021-09-16: 0:00; 2021-09-17: 0:00; 2021-09-18: 0:00; 2021-09-19: 0:00; 2021-09-20: 0:00; 2021-09-21: 0:00; 2021-09-22: 0:00; 2021-09-23: 0:00; 2021-09-24: 0:00; 2021-09-25: 0:00; 2021-09-26: 0:00; 2021-09-27: 0:00; 2021-09-28: 0:00; 2021-09-29: 0:00; 2021-09-30: 0:00; 2021-10-01: 0:00; 2021-10-02: 0:00; 2021-10-03: 0:00; 2021-10-04: 0:00; 2021-10-05: 0:00; 2021-10-06: 0:00; 2021-10-07: 0:00; 2021-10-08: 0:00; 2021-10-09: 0:00; 2021-10-10: 0:00; 2021-10-11: 0:00; 2021-10-12: 0:00; 2021-10-13: 0:00; 2021-10-14: 0:00; 2021-10-15: 0:00; 2021-10-16: 0:00; 2021-10-17: 0:00; 2021-10-18: 0:00; 2021-10-19: 0:00; 2021-10-20: 0:00; 2021-10-21: 0:00; 2021-10-22: 0:00; 2021-10-23: 0:00
52.597 | 2021-07-21 | 52 | 2021-07-12: 0:00; 2021-07-13: 0:00; 2021-07-14: 8:30; 2021-07-15: 0:00; 2021-07-16: 0:00; 2021-07-17: 0:00; 2021-07-18: 0:00; 2021-07-19: 1:00; 2021-07-20: 3:00; 2021-07-21: 7:45; 2021-07-22: 0:00; 2021-07-23: 0:00; 2021-07-24: 0:00; 2021-07-25: 5:00; 2021-07-26: 0:00; 2021-07-27: 0:00; 2021-07-28: 1:30; 2021-07-29: 8:45; 2021-07-30: 0:00; 2021-07-31: 0:00; 2021-08-01: 10:00; 2021-08-02: 7:30; 2021-08-03: 0:00; 2021-08-04: 0:00; 2021-08-05: 2:30; 2021-08-06: 8:30; 2021-08-07: 0:00; 2021-08-08: 0:00; 2021-08-09: 0:00; 2021-08-10: 8:30; 2021-08-11: 14:30; 2021-08-12: 5:30; 2021-08-13: 10:30; 2021-08-14: 15:45; 2021-08-15: 6:30; 2021-08-16: 13:30; 2021-08-17: 1:30; 2021-08-18: 13:45; 2021-08-19: 2:45; 2021-08-20: 2:45; 2021-08-21: 3:45; 2021-08-22: 5:45; 2021-08-23: 4:45; 2021-08-24: 4:45; 2021-08-25: 3:30; 2021-08-26: 3:30; 2021-08-27: 3:30; 2021-08-28: 5:15; 2021-08-29: 3:30; 2021-08-30: 20:00; 2021-08-31: 20:00; 2021-09-01: 22:00; 2021-09-02: 62:00; 2021-09-03: 11:30; 2021-09-04: 4:00; 2021-09-05: 0:00; 2021-09-06: 0:00; 2021-09-07: 0:00; 2021-09-08: 0:00; 2021-09-09: 5:00; 2021-09-10: 0:00; 2021-09-11: 0:00; 2021-09-12: 0:00; 2021-09-13: 0:00; 2021-09-14: 0:00; 2021-09-15: 0:00; 2021-09-16: 0:00; 2021-09-17: 0:00; 2021-09-18: 0:00; 2021-09-19: 0:00; 2021-09-20: 0:00; 2021-09-21: 0:00; 2021-09-22: 0:00; 2021-09-23: 0:00; 2021-09-24: 0:00; 2021-09-25: 0:00; 2021-09-26: 0:00; 2021-09-27: 0:00; 2021-09-28: 0:00; 2021-09-29: 0:00; 2021-09-30: 0:00; 2021-10-01: 0:00; 2021-10-02: 0:00; 2021-10-03: 0:00; 2021-10-04: 0:00; 2021-10-05: 0:00; 2021-10-06: 0:00; 2021-10-07: 0:00; 2021-10-08: 0:00; 2021-10-09: 0:00; 2021-10-10: 0:00; 2021-10-11: 0:00; 2021-10-12: 0:00; 2021-10-13: 0:00; 2021-10-14: 0:00; 2021-10-15: 0:00; 2021-10-16: 0:00; 2021-10-17: 0:00; 2021-10-18: 0:00; 2021-10-19: 0:00; 2021-10-20: 0:00; 2021-10-21: 0:00; 2021-10-22: 0:00; 2021-10-23: 0:00
52.598 | 2021-07-27 | 52 | 2021-07-17: 0:00; 2021-07-18: 0:00; 2021-07-19: 0:00; 2021-07-20: 8:30; 2021-07-21: 0:00; 2021-07-22: 0:00; 2021-07-23: 0:00; 2021-07-24: 0:00; 2021-07-25: 1:00; 2021-07-26: 3:00; 2021-07-27: 7:45; 2021-07-28: 0:00; 2021-07-29: 0:00; 2021-07-30: 0:00; 2021-07-31: 5:00; 2021-08-01: 0:00; 2021-08-02: 0:00; 2021-08-03: 1:30; 2021-08-04: 8:45; 2021-08-05: 0:00; 2021-08-06: 0:00; 2021-08-07: 10:00; 2021-08-08: 7:30; 2021-08-09: 0:00; 2021-08-10: 0:00; 2021-08-11: 2:30; 2021-08-12: 8:30; 2021-08-13: 0:00; 2021-08-14: 0:00; 2021-08-15: 0:00; 2021-08-16: 8:30; 2021-08-17: 14:30; 2021-08-18: 5:30; 2021-08-19: 10:30; 2021-08-20: 15:45; 2021-08-21: 6:30; 2021-08-22: 13:30; 2021-08-23: 1:30; 2021-08-24: 13:45; 2021-08-25: 2:45; 2021-08-26: 2:45; 2021-08-27: 3:45; 2021-08-28: 5:45; 2021-08-29: 4:45; 2021-08-30: 4:45; 2021-08-31: 3:30; 2021-09-01: 3:30; 2021-09-02: 3:30; 2021-09-03: 5:15; 2021-09-04: 3:30; 2021-09-05: 20:00; 2021-09-06: 20:00; 2021-09-07: 22:00; 2021-09-08: 62:00; 2021-09-09: 11:30; 2021-09-10: 4:00; 2021-09-11: 0:00; 2021-09-12: 0:00; 2021-09-13: 0:00; 2021-09-14: 0:00; 2021-09-15: 5:00; 2021-09-16: 0:00; 2021-09-17: 0:00; 2021-09-18: 0:00; 2021-09-19: 0:00; 2021-09-20: 0:00; 2021-09-21: 0:00; 2021-09-22: 0:00; 2021-09-23: 0:00; 2021-09-24: 0:00; 2021-09-25: 0:00; 2021-09-26: 0:00; 2021-09-27: 0:00; 2021-09-28: 0:00; 2021-09-29: 0:00; 2021-09-30: 0:00; 2021-10-01: 0:00; 2021-10-02: 0:00; 2021-10-03: 0:00; 2021-10-04: 0:00; 2021-10-05: 0:00; 2021-10-06: 0:00; 2021-10-07: 0:00; 2021-10-08: 0:00; 2021-10-09: 0:00; 2021-10-10: 0:00; 2021-10-11: 0:00; 2021-10-12: 0:00; 2021-10-13: 0:00; 2021-10-14: 0:00; 2021-10-15: 0:00; 2021-10-16: 0:00; 2021-10-17: 0:00; 2021-10-18: 0:00; 2021-10-19: 0:00; 2021-10-20: 0:00; 2021-10-21: 0:00; 2021-10-22: 0:00; 2021-10-23: 0:00
52.4 | 2021-08-02 | 52 | 2021-07-19: 6:30; 2021-07-20: 0:00; 2021-07-21: 0:00; 2021-07-22: 0:00; 2021-07-23: 0:00; 2021-07-24: 0:00; 2021-07-25: 0:00; 2021-07-26: 8:30; 2021-07-27: 0:00; 2021-07-28: 0:00; 2021-07-29: 0:00; 2021-07-30: 0:00; 2021-07-31: 1:00; 2021-08-01: 3:00; 2021-08-02: 7:45; 2021-08-03: 0:00; 2021-08-04: 0:00; 2021-08-05: 0:00; 2021-08-06: 5:00; 2021-08-07: 0:00; 2021-08-08: 0:00; 2021-08-09: 1:30; 2021-08-10: 8:45; 2021-08-11: 0:00; 2021-08-12: 0:00; 2021-08-13: 10:00; 2021-08-14: 7:30; 2021-08-15: 0:00; 2021-08-16: 0:00; 2021-08-17: 2:30; 2021-08-18: 8:30; 2021-08-19: 0:00; 2021-08-20: 0:00; 2021-08-21: 0:00; 2021-08-22: 8:30; 2021-08-23: 14:30; 2021-08-24: 5:30; 2021-08-25: 10:30; 2021-08-26: 15:45; 2021-08-27: 6:30; 2021-08-28: 13:30; 2021-08-29: 1:30; 2021-08-30: 13:45; 2021-08-31: 2:45; 2021-09-01: 2:45; 2021-09-02: 3:45; 2021-09-03: 5:45; 2021-09-04: 4:45; 2021-09-05: 4:45; 2021-09-06: 3:30; 2021-09-07: 3:30; 2021-09-08: 3:30; 2021-09-09: 5:15; 2021-09-10: 3:30; 2021-09-11: 20:00; 2021-09-12: 20:00; 2021-09-13: 22:00; 2021-09-14: 62:00; 2021-09-15: 11:30; 2021-09-16: 4:00; 2021-09-17: 0:00; 2021-09-18: 0:00; 2021-09-19: 0:00; 2021-09-20: 0:00; 2021-09-21: 5:00; 2021-09-22: 0:00; 2021-09-23: 0:00; 2021-09-24: 0:00; 2021-09-25: 0:00; 2021-09-26: 0:00; 2021-09-27: 0:00; 2021-09-28: 0:00; 2021-09-29: 0:00; 2021-09-30: 0:00; 2021-10-01: 0:00; 2021-10-02: 0:00; 2021-10-03: 0:00; 2021-10-04: 0:00; 2021-10-05: 0:00; 2021-10-06: 0:00; 2021-10-07: 0:00; 2021-10-08: 0:00; 2021-10-09: 0:00; 2021-10-10: 0:00; 2021-10-11: 0:00; 2021-10-12: 0:00; 2021-10-13: 0:00; 2021-10-14: 0:00; 2021-10-15: 0:00; 2021-10-16: 0:00; 2021-10-17: 0:00; 2021-10-18: 0:00; 2021-10-19: 0:00; 2021-10-20: 0:00; 2021-10-21: 0:00; 2021-10-22: 0:00; 2021-10-23: 0:00
52.401 | 2021-08-14 | 52 | 2021-08-14: 7:45; 2021-08-15: 0:00; 2021-08-16: 0:00; 2021-08-17: 0:00; 2021-08-18: 5:00; 2021-08-19: 0:00; 2021-08-20: 0:00; 2021-08-21: 1:30; 2021-08-22: 8:45; 2021-08-23: 0:00; 2021-08-24: 0:00; 2021-08-25: 10:00; 2021-08-26: 7:30; 2021-08-27: 0:00; 2021-08-28: 0:00; 2021-08-29: 2:30; 2021-08-30: 8:30; 2021-08-31: 0:00; 2021-09-01: 0:00; 2021-09-02: 0:00; 2021-09-03: 8:30; 2021-09-04: 14:30; 2021-09-05: 5:30; 2021-09-06: 10:30; 2021-09-07: 15:45; 2021-09-08: 6:30; 2021-09-09: 13:30; 2021-09-10: 1:30; 2021-09-11: 13:45; 2021-09-12: 2:45; 2021-09-13: 2:45; 2021-09-14: 3:45; 2021-09-15: 5:45; 2021-09-16: 4:45; 2021-09-17: 4:45; 2021-09-18: 3:30; 2021-09-19: 3:30; 2021-09-20: 3:30; 2021-09-21: 5:15; 2021-09-22: 3:30; 2021-09-23: 20:00; 2021-09-24: 20:00; 2021-09-25: 22:00; 2021-09-26: 62:00; 2021-09-27: 11:30; 2021-09-28: 4:00; 2021-09-29: 0:00; 2021-09-30: 0:00; 2021-10-01: 0:00; 2021-10-02: 0:00; 2021-10-03: 5:00; 2021-10-04: 0:00; 2021-10-05: 0:00; 2021-10-06: 0:00; 2021-10-07: 0:00; 2021-10-08: 0:00; 2021-10-09: 0:00; 2021-10-10: 0:00; 2021-10-11: 0:00; 2021-10-12: 0:00; 2021-10-13: 0:00; 2021-10-14: 0:00; 2021-10-15: 0:00; 2021-10-16: 0:00; 2021-10-17: 0:00; 2021-10-18: 0:00; 2021-10-19: 0:00; 2021-10-20: 0:00; 2021-10-21: 0:00; 2021-10-22: 0:00; 2021-10-23: 0:00; 2021-10-24: 0:00; 2021-10-25: 0:00; 2021-10-26: 0:00; 2021-10-27: 0:00; 2021-10-28: 0:00; 2021-10-29: 0:00; 2021-10-30: 0:00; 2021-10-31: 0:00; 2021-11-01: 0:00; 2021-11-02: 0:00; 2021-11-03: 0:00; 2021-11-04: 0:00; 2021-11-05: 0:00; 2021-11-06: 0:00; 2021-11-07: 0:00; 2021-11-08: 0:00; 2021-11-09: 0:00; 2021-11-10: 0:00; 2021-11-11: 0:00; 2021-11-12: 0:00; 2021-11-13: 0:00; 2021-11-14: 0:00; 2021-11-15: 0:00; 2021-11-16: 0:00; 2021-11-17: 0:00; 2021-11-18: 0:00; 2021-11-19: 0:00; 2021-11-20: 0:00; 2021-11-21: 0:00; 2021-11-22: 0:00; 2021-11-23: 0:00; 2021-11-24: 0:00; 2021-11-25: 0:00; 2021-11-26: 0:00; 2021-11-27: 0:00; 2021-11-28: 0:00; 2021-11-29: 0:00; 2021-11-30: 0:00; 2021-12-01: 0:00; 2021-12-02: 0:00; 2021-12-03: 0:00; 2021-12-04: 0:00; 2021-12-05: 0:00; 2021-12-06: 0:00; 2021-12-07: 0:00; 2021-12-08: 0:00; 2021-12-09: 0:00; 2021-12-10: 0:00; 2021-12-11: 0:00; 2021-12-12: 0:00; 2021-12-13: 0:00; 2021-12-14: 0:00; 2021-12-15: 0:00; 2021-12-16: 0:00; 2021-12-17: 0:00; 2021-12-18: 0:00; 2021-12-19: 0:00; 2021-12-20: 0:00; 2021-12-21: 0:00; 2021-12-22: 0:00; 2021-12-23: 0:00; 2021-12-24: 0:00; 2021-12-25: 0:00; 2021-12-26: 0:00; 2021-12-27: 0:00; 2021-12-28: 0:00; 2021-12-29: 0:00; 2021-12-30: 0:00; 2021-12-31: 0:00; 2022-01-01: 0:00; 2022-01-02: 0:00; 2022-01-03: 0:00; 2022-01-04: 0:00; 2022-01-05: 0:00; 2022-01-06: 0:00; 2022-01-07: 0:00; 2022-01-08: 0:00; 2022-01-09: 0:00; 2022-01-10: 0:00; 2022-01-11: 0:00
52.402 | 2021-08-20 | 52 | 2021-08-20: 7:45; 2021-08-21: 0:00; 2021-08-22: 0:00; 2021-08-23: 0:00; 2021-08-24: 5:00; 2021-08-25: 0:00; 2021-08-26: 0:00; 2021-08-27: 1:30; 2021-08-28: 8:45; 2021-08-29: 0:00; 2021-08-30: 0:00; 2021-08-31: 10:00; 2021-09-01: 7:30; 2021-09-02: 0:00; 2021-09-03: 0:00; 2021-09-04: 2:30; 2021-09-05: 8:30; 2021-09-06: 0:00; 2021-09-07: 0:00; 2021-09-08: 0:00; 2021-09-09: 8:30; 2021-09-10: 14:30; 2021-09-11: 5:30; 2021-09-12: 10:30; 2021-09-13: 15:45; 2021-09-14: 6:30; 2021-09-15: 13:30; 2021-09-16: 1:30; 2021-09-17: 13:45; 2021-09-18: 2:45; 2021-09-19: 2:45; 2021-09-20: 3:45; 2021-09-21: 5:45; 2021-09-22: 4:45; 2021-09-23: 4:45; 2021-09-24: 3:30; 2021-09-25: 3:30; 2021-09-26: 3:30; 2021-09-27: 5:15; 2021-09-28: 3:30; 2021-09-29: 20:00; 2021-09-30: 20:00; 2021-10-01: 22:00; 2021-10-02: 62:00; 2021-10-03: 11:30; 2021-10-04: 4:00; 2021-10-05: 0:00; 2021-10-06: 0:00; 2021-10-07: 0:00; 2021-10-08: 0:00; 2021-10-09: 5:00; 2021-10-10: 0:00; 2021-10-11: 0:00; 2021-10-12: 0:00; 2021-10-13: 0:00; 2021-10-14: 0:00; 2021-10-15: 0:00; 2021-10-16: 0:00; 2021-10-17: 0:00; 2021-10-18: 0:00; 2021-10-19: 0:00; 2021-10-20: 0:00; 2021-10-21: 0:00; 2021-10-22: 0:00; 2021-10-23: 0:00; 2021-10-24: 0:00; 2021-10-25: 0:00; 2021-10-26: 0:00; 2021-10-27: 0:00; 2021-10-28: 0:00; 2021-10-29: 0:00; 2021-10-30: 0:00; 2021-10-31: 0:00; 2021-11-01: 0:00; 2021-11-02: 0:00; 2021-11-03: 0:00; 2021-11-04: 0:00; 2021-11-05: 0:00; 2021-11-06: 0:00; 2021-11-07: 0:00; 2021-11-08: 0:00; 2021-11-09: 0:00; 2021-11-10: 0:00; 2021-11-11: 0:00; 2021-11-12: 0:00; 2021-11-13: 0:00; 2021-11-14: 0:00; 2021-11-15: 0:00; 2021-11-16: 0:00; 2021-11-17: 0:00; 2021-11-18: 0:00; 2021-11-19: 0:00; 2021-11-20: 0:00; 2021-11-21: 0:00; 2021-11-22: 0:00; 2021-11-23: 0:00; 2021-11-24: 0:00; 2021-11-25: 0:00; 2021-11-26: 0:00; 2021-11-27: 0:00; 2021-11-28: 0:00; 2021-11-29: 0:00; 2021-11-30: 0:00; 2021-12-01: 0:00; 2021-12-02: 0:00; 2021-12-03: 0:00; 2021-12-04: 0:00; 2021-12-05: 0:00; 2021-12-06: 0:00; 2021-12-07: 0:00; 2021-12-08: 0:00; 2021-12-09: 0:00; 2021-12-10: 0:00; 2021-12-11: 0:00; 2021-12-12: 0:00; 2021-12-13: 0:00; 2021-12-14: 0:00; 2021-12-15: 0:00; 2021-12-16: 0:00; 2021-12-17: 0:00; 2021-12-18: 0:00; 2021-12-19: 0:00; 2021-12-20: 0:00; 2021-12-21: 0:00; 2021-12-22: 0:00; 2021-12-23: 0:00; 2021-12-24: 0:00; 2021-12-25: 0:00; 2021-12-26: 0:00; 2021-12-27: 0:00; 2021-12-28: 0:00; 2021-12-29: 0:00; 2021-12-30: 0:00; 2021-12-31: 0:00; 2022-01-01: 0:00; 2022-01-02: 0:00; 2022-01-03: 0:00; 2022-01-04: 0:00; 2022-01-05: 0:00; 2022-01-06: 0:00; 2022-01-07: 0:00; 2022-01-08: 0:00; 2022-01-09: 0:00; 2022-01-10: 0:00; 2022-01-11: 0:00
62.535 | 2021-08-28 | 62 | 2021-08-28: 7:00; 2021-08-29: 0:00; 2021-08-30: 0:00; 2021-08-31: 0:15; 2021-09-01: 5:30; 2021-09-02: 0:00; 2021-09-03: 2:15; 2021-09-04: 8:00; 2021-09-05: 4:00; 2021-09-06: 9:00; 2021-09-07: 0:15; 2021-09-08: 5:00; 2021-09-09: 0:00; 2021-09-10: 0:15; 2021-09-11: 5:30; 2021-09-12: 0:00; 2021-09-13: 0:15; 2021-09-14: 6:30; 2021-09-15: 0:00; 2021-09-16: 9:30; 2021-09-17: 6:00; 2021-09-18: 9:45; 2021-09-19: 12:00; 2021-09-20: 9:30; 2021-09-21: 13:45; 2021-09-22: 14:15; 2021-09-23: 16:30; 2021-09-24: 13:15; 2021-09-25: 7:00; 2021-09-26: 3:30; 2021-09-27: 5:30; 2021-09-28: 3:30; 2021-09-29: 3:00; 2021-09-30: 5:30; 2021-10-01: 3:00; 2021-10-02: 4:00; 2021-10-03: 17:45; 2021-10-04: 17:45; 2021-10-05: 17:45; 2021-10-06: 17:30; 2021-10-07: 17:30; 2021-10-08: 52:00; 2021-10-09: 4:00; 2021-10-10: 6:00; 2021-10-11: 2:00; 2021-10-12: 0:00; 2021-10-13: 0:00; 2021-10-14: 0:00; 2021-10-15: 4:00; 2021-10-16: 0:00; 2021-10-17: 0:00; 2021-10-18: 0:00; 2021-10-19: 0:00; 2021-10-20: 0:00; 2021-10-21: 0:00; 2021-10-22: 0:00; 2021-10-23: 0:00; 2021-10-24: 0:00; 2021-10-25: 0:00; 2021-10-26: 0:00; 2021-10-27: 0:00; 2021-10-28: 0:00; 2021-10-29: 0:00; 2021-10-30: 0:00; 2021-10-31: 0:00; 2021-11-01: 0:00; 2021-11-02: 0:00; 2021-11-03: 0:00; 2021-11-04: 0:00; 2021-11-05: 0:00; 2021-11-06: 0:00; 2021-11-07: 0:00; 2021-11-08: 0:00; 2021-11-09: 0:00; 2021-11-10: 0:00; 2021-11-11: 0:00; 2021-11-12: 0:00; 2021-11-13: 0:00; 2021-11-14: 0:00; 2021-11-15: 0:00; 2021-11-16: 0:00; 2021-11-17: 0:00; 2021-11-18: 0:00; 2021-11-19: 0:00; 2021-11-20: 0:00; 2021-11-21: 0:00; 2021-11-22: 0:00; 2021-11-23: 0:00; 2021-11-24: 0:00; 2021-11-25: 0:00; 2021-11-26: 0:00; 2021-11-27: 0:00; 2021-11-28: 0:00; 2021-11-29: 0:00; 2021-11-30: 0:00; 2021-12-01: 0:00; 2021-12-02: 0:00; 2021-12-03: 0:00; 2021-12-04: 0:00; 2021-12-05: 0:00; 2021-12-06: 0:00; 2021-12-07: 0:00; 2021-12-08: 0:00; 2021-12-09: 0:00; 2021-12-10: 0:00; 2021-12-11: 0:00; 2021-12-12: 0:00; 2021-12-13: 0:00; 2021-12-14: 0:00; 2021-12-15: 0:00; 2021-12-16: 0:00; 2021-12-17: 0:00; 2021-12-18: 0:00; 2021-12-19: 0:00; 2021-12-20: 0:00; 2021-12-21: 0:00; 2021-12-22: 0:00; 2021-12-23: 0:00; 2021-12-24: 0:00; 2021-12-25: 0:00; 2021-12-26: 0:00; 2021-12-27: 0:00; 2021-12-28: 0:00; 2021-12-29: 0:00; 2021-12-30: 0:00; 2021-12-31: 0:00; 2022-01-01: 0:00; 2022-01-02: 0:00; 2022-01-03: 0:00; 2022-01-04: 0:00; 2022-01-05: 0:00; 2022-01-06: 0:00; 2022-01-07: 0:00; 2022-01-08: 0:00; 2022-01-09: 0:00; 2022-01-10: 0:00; 2022-01-11: 0:00
95.504 | 2021-09-09 | 11 | 2021-09-09: 10:00; 2021-09-10: 0:00; 2021-09-11: 0:00; 2021-09-12: 9:45; 2021-09-13: 0:00; 2021-09-14: 0:00; 2021-09-15: 0:00; 2021-09-16: 10:00; 2021-09-17: 4:00; 2021-09-18: 8:00; 2021-09-19: 11:15; 2021-09-20: 0:00; 2021-09-21: 0:00; 2021-09-22: 0:00; 2021-09-23: 8:45; 2021-09-24: 13:30; 2021-09-25: 13:15; 2021-09-26: 13:00; 2021-09-27: 6:00; 2021-09-28: 14:30; 2021-09-29: 14:15; 2021-09-30: 15:00; 2021-10-01: 18:45; 2021-10-02: 20:00; 2021-10-03: 6:45; 2021-10-04: 14:30; 2021-10-05: 11:00; 2021-10-06: 7:00; 2021-10-07: 5:00; 2021-10-08: 5:00; 2021-10-09: 5:00; 2021-10-10: 5:00; 2021-10-11: 5:00; 2021-10-12: 17:00; 2021-10-13: 17:00; 2021-10-14: 17:00; 2021-10-15: 17:00; 2021-10-16: 17:15; 2021-10-17: 54:00; 2021-10-18: 20:00; 2021-10-19: 4:00; 2021-10-20: 2:00; 2021-10-21: 0:00; 2021-10-22: 0:00; 2021-10-23: 0:00; 2021-10-24: 0:00; 2021-10-25: 5:00; 2021-10-26: 5:00; 2021-10-27: 0:00; 2021-10-28: 0:00; 2021-10-29: 0:00; 2021-10-30: 0:00; 2021-10-31: 0:00; 2021-11-01: 0:00; 2021-11-02: 0:00; 2021-11-03: 0:00; 2021-11-04: 0:00; 2021-11-05: 0:00; 2021-11-06: 0:00; 2021-11-07: 0:00; 2021-11-08: 0:00; 2021-11-09: 0:00; 2021-11-10: 0:00; 2021-11-11: 0:00; 2021-11-12: 0:00; 2021-11-13: 0:00; 2021-11-14: 0:00; 2021-11-15: 0:00; 2021-11-16: 0:00; 2021-11-17: 0:00; 2021-11-18: 0:00; 2021-11-19: 0:00; 2021-11-20: 0:00; 2021-11-21: 0:00; 2021-11-22: 0:00; 2021-11-23: 0:00; 2021-11-24: 0:00; 2021-11-25: 0:00; 2021-11-26: 0:00; 2021-11-27: 0:00; 2021-11-28: 0:00; 2021-11-29: 0:00; 2021-11-30: 0:00; 2021-12-01: 0:00; 2021-12-02: 0:00; 2021-12-03: 0:00; 2021-12-04: 0:00; 2021-12-05: 0:00; 2021-12-06: 0:00; 2021-12-07: 0:00; 2021-12-08: 0:00; 2021-12-09: 0:00; 2021-12-10: 0:00; 2021-12-11: 0:00; 2021-12-12: 0:00; 2021-12-13: 0:00; 2021-12-14: 0:00; 2021-12-15: 0:00; 2021-12-16: 0:00; 2021-12-17: 0:00; 2021-12-18: 0:00; 2021-12-19: 0:00; 2021-12-20: 0:00; 2021-12-21: 0:00; 2021-12-22: 0:00; 2021-12-23: 0:00; 2021-12-24: 0:00; 2021-12-25: 0:00; 2021-12-26: 0:00; 2021-12-27: 0:00; 2021-12-28: 0:00; 2021-12-29: 0:00; 2021-12-30: 0:00; 2021-12-31: 0:00; 2022-01-01: 0:00; 2022-01-02: 0:00; 2022-01-03: 0:00; 2022-01-04: 0:00; 2022-01-05: 0:00; 2022-01-06: 0:00; 2022-01-07: 0:00; 2022-01-08: 0:00; 2022-01-09: 0:00; 2022-01-10: 0:00; 2022-01-11: 0:00
52.403 | 2021-09-19 | 52 | 2021-09-05: 6:30; 2021-09-06: 0:00; 2021-09-07: 0:00; 2021-09-08: 0:00; 2021-09-09: 0:00; 2021-09-10: 0:00; 2021-09-11: 0:00; 2021-09-12: 8:30; 2021-09-13: 0:00; 2021-09-14: 0:00; 2021-09-15: 0:00; 2021-09-16: 0:00; 2021-09-17: 1:00; 2021-09-18: 3:00; 2021-09-19: 7:45; 2021-09-20: 0:00; 2021-09-21: 0:00; 2021-09-22: 0:00; 2021-09-23: 5:00; 2021-09-24: 0:00; 2021-09-25: 0:00; 2021-09-26: 1:30; 2021-09-27: 8:45; 2021-09-28: 0:00; 2021-09-29: 0:00; 2021-09-30: 10:00; 2021-10-01: 7:30; 2021-10-02: 0:00; 2021-10-03: 0:00; 2021-10-04: 2:30; 2021-10-05: 8:30; 2021-10-06: 0:00; 2021-10-07: 0:00; 2021-10-08: 0:00; 2021-10-09: 8:30; 2021-10-10: 14:30; 2021-10-11: 5:30; 2021-10-12: 10:30; 2021-10-13: 15:45; 2021-10-14: 6:30; 2021-10-15: 13:30; 2021-10-16: 1:30; 2021-10-17: 13:45; 2021-10-18: 2:45; 2021-10-19: 2:45; 2021-10-20: 3:45; 2021-10-21: 5:45; 2021-10-22: 4:45; 2021-10-23: 4:45; 2021-10-24: 3:30; 2021-10-25: 3:30; 2021-10-26: 3:30; 2021-10-27: 5:15; 2021-10-28: 3:30; 2021-10-29: 20:00; 2021-10-30: 20:00; 2021-10-31: 22:00; 2021-11-01: 62:00; 2021-11-02: 11:30; 2021-11-03: 4:00; 2021-11-04: 0:00; 2021-11-05: 0:00; 2021-11-06: 0:00; 2021-11-07: 0:00; 2021-11-08: 5:00; 2021-11-09: 0:00; 2021-11-10: 0:00; 2021-11-11: 0:00; 2021-11-12: 0:00; 2021-11-13: 0:00; 2021-11-14: 0:00; 2021-11-15: 0:00; 2021-11-16: 0:00; 2021-11-17: 0:00; 2021-11-18: 0:00; 2021-11-19: 0:00; 2021-11-20: 0:00; 2021-11-21: 0:00; 2021-11-22: 0:00; 2021-11-23: 0:00; 2021-11-24: 0:00; 2021-11-25: 0:00; 2021-11-26: 0:00; 2021-11-27: 0:00; 2021-11-28: 0:00; 2021-11-29: 0:00; 2021-11-30: 0:00; 2021-12-01: 0:00; 2021-12-02: 0:00; 2021-12-03: 0:00; 2021-12-04: 0:00; 2021-12-05: 0:00; 2021-12-06: 0:00; 2021-12-07: 0:00; 2021-12-08: 0:00; 2021-12-09: 0:00; 2021-12-10: 0:00; 2021-12-11: 0:00; 2021-12-12: 0:00; 2021-12-13: 0:00; 2021-12-14: 0:00; 2021-12-15: 0:00; 2021-12-16: 0:00; 2021-12-17: 0:00; 2021-12-18: 0:00; 2021-12-19: 0:00; 2021-12-20: 0:00; 2021-12-21: 0:00; 2021-12-22: 0:00; 2021-12-23: 0:00; 2021-12-24: 0:00; 2021-12-25: 0:00; 2021-12-26: 0:00; 2021-12-27: 0:00; 2021-12-28: 0:00; 2021-12-29: 0:00; 2021-12-30: 0:00
52.404 | 2021-09-25 | 52 | 2021-09-13: 0:00; 2021-09-14: 0:00; 2021-09-15: 0:00; 2021-09-16: 0:00; 2021-09-17: 0:00; 2021-09-18: 0:00; 2021-09-19: 8:30; 2021-09-20: 0:00; 2021-09-21: 0:00; 2021-09-22: 0:00; 2021-09-23: 0:00; 2021-09-24: 1:00; 2021-09-25: 3:00; 2021-09-26: 7:45; 2021-09-27: 0:00; 2021-09-28: 0:00; 2021-09-29: 0:00; 2021-09-30: 5:00; 2021-10-01: 0:00; 2021-10-02: 0:00; 2021-10-03: 1:30; 2021-10-04: 8:45; 2021-10-05: 0:00; 2021-10-06: 0:00; 2021-10-07: 10:00; 2021-10-08: 7:30; 2021-10-09: 0:00; 2021-10-10: 0:00; 2021-10-11: 2:30; 2021-10-12: 8:30; 2021-10-13: 0:00; 2021-10-14: 0:00; 2021-10-15: 0:00; 2021-10-16: 8:30; 2021-10-17: 14:30; 2021-10-18: 5:30; 2021-10-19: 10:30; 2021-10-20: 15:45; 2021-10-21: 6:30; 2021-10-22: 13:30; 2021-10-23: 1:30; 2021-10-24: 13:45; 2021-10-25: 2:45; 2021-10-26: 2:45; 2021-10-27: 3:45; 2021-10-28: 5:45; 2021-10-29: 4:45; 2021-10-30: 4:45; 2021-10-31: 3:30; 2021-11-01: 3:30; 2021-11-02: 3:30; 2021-11-03: 5:15; 2021-11-04: 3:30; 2021-11-05: 20:00; 2021-11-06: 20:00; 2021-11-07: 22:00; 2021-11-08: 62:00; 2021-11-09: 11:30; 2021-11-10: 4:00; 2021-11-11: 0:00; 2021-11-12: 0:00; 2021-11-13: 0:00; 2021-11-14: 0:00; 2021-11-15: 5:00; 2021-11-16: 0:00; 2021-11-17: 0:00; 2021-11-18: 0:00; 2021-11-19: 0:00; 2021-11-20: 0:00; 2021-11-21: 0:00; 2021-11-22: 0:00; 2021-11-23: 0:00; 2021-11-24: 0:00; 2021-11-25: 0:00; 2021-11-26: 0:00; 2021-11-27: 0:00; 2021-11-28: 0:00; 2021-11-29: 0:00; 2021-11-30: 0:00; 2021-12-01: 0:00; 2021-12-02: 0:00; 2021-12-03: 0:00; 2021-12-04: 0:00; 2021-12-05: 0:00; 2021-12-06: 0:00; 2021-12-07: 0:00; 2021-12-08: 0:00; 2021-12-09: 0:00; 2021-12-10: 0:00; 2021-12-11: 0:00; 2021-12-12: 0:00; 2021-12-13: 0:00; 2021-12-14: 0:00; 2021-12-15: 0:00; 2021-12-16: 0:00; 2021-12-17: 0:00; 2021-12-18: 0:00; 2021-12-19: 0:00; 2021-12-20: 0:00; 2021-12-21: 0:00; 2021-12-22: 0:00; 2021-12-23: 0:00; 2021-12-24: 0:00; 2021-12-25: 0:00; 2021-12-26: 0:00; 2021-12-27: 0:00; 2021-12-28: 0:00; 2021-12-29: 0:00; 2021-12-30: 0:00
52.405 | 2021-10-07 | 52 | 2021-09-22: 0:00; 2021-09-23: 6:30; 2021-09-24: 0:00; 2021-09-25: 0:00; 2021-09-26: 0:00; 2021-09-27: 0:00; 2021-09-28: 0:00; 2021-09-29: 0:00; 2021-09-30: 8:30; 2021-10-01: 0:00; 2021-10-02: 0:00; 2021-10-03: 0:00; 2021-10-04: 0:00; 2021-10-05: 1:00; 2021-10-06: 3:00; 2021-10-07: 7:45; 2021-10-08: 0:00; 2021-10-09: 0:00; 2021-10-10: 0:00; 2021-10-11: 5:00; 2021-10-12: 0:00; 2021-10-13: 0:00; 2021-10-14: 1:30; 2021-10-15: 8:45; 2021-10-16: 0:00; 2021-10-17: 0:00; 2021-10-18: 10:00; 2021-10-19: 7:30; 2021-10-20: 0:00; 2021-10-21: 0:00; 2021-10-22: 2:30; 2021-10-23: 8:30; 2021-10-24: 0:00; 2021-10-25: 0:00; 2021-10-26: 0:00; 2021-10-27: 8:30; 2021-10-28: 14:30; 2021-10-29: 5:30; 2021-10-30: 10:30; 2021-10-31: 15:45; 2021-11-01: 6:30; 2021-11-02: 13:30; 2021-11-03: 1:30; 2021-11-04: 13:45; 2021-11-05: 2:45; 2021-11-06: 2:45; 2021-11-07: 3:45; 2021-11-08: 5:45; 2021-11-09: 4:45; 2021-11-10: 4:45; 2021-11-11: 3:30; 2021-11-12: 3:30; 2021-11-13: 3:30; 2021-11-14: 5:15; 2021-11-15: 3:30; 2021-11-16: 20:00; 2021-11-17: 20:00; 2021-11-18: 22:00; 2021-11-19: 62:00; 2021-11-20: 11:30; 2021-11-21: 4:00; 2021-11-22: 0:00; 2021-11-23: 0:00; 2021-11-24: 0:00; 2021-11-25: 0:00; 2021-11-26: 5:00; 2021-11-27: 0:00; 2021-11-28: 0:00; 2021-11-29: 0:00; 2021-11-30: 0:00; 2021-12-01: 0:00; 2021-12-02: 0:00; 2021-12-03: 0:00; 2021-12-04: 0:00; 2021-12-05: 0:00; 2021-12-06: 0:00; 2021-12-07: 0:00; 2021-12-08: 0:00; 2021-12-09: 0:00; 2021-12-10: 0:00; 2021-12-11: 0:00; 2021-12-12: 0:00; 2021-12-13: 0:00; 2021-12-14: 0:00; 2021-12-15: 0:00; 2021-12-16: 0:00; 2021-12-17: 0:00; 2021-12-18: 0:00; 2021-12-19: 0:00; 2021-12-20: 0:00; 2021-12-21: 0:00; 2021-12-22: 0:00; 2021-12-23: 0:00; 2021-12-24: 0:00; 2021-12-25: 0:00; 2021-12-26: 0:00; 2021-12-27: 0:00; 2021-12-28: 0:00; 2021-12-29: 0:00; 2021-12-30: 0:00
52.406 | 2021-10-13 | 52 | 2021-09-29: 6:30; 2021-09-30: 0:00; 2021-10-01: 0:00; 2021-10-02: 0:00; 2021-10-03: 0:00; 2021-10-04: 0:00; 2021-10-05: 0:00; 2021-10-06: 8:30; 2021-10-07: 0:00; 2021-10-08: 0:00; 2021-10-09: 0:00; 2021-10-10: 0:00; 2021-10-11: 1:00; 2021-10-12: 3:00; 2021-10-13: 7:45; 2021-10-14: 0:00; 2021-10-15: 0:00; 2021-10-16: 0:00; 2021-10-17: 5:00; 2021-10-18: 0:00; 2021-10-19: 0:00; 2021-10-20: 1:30; 2021-10-21: 8:45; 2021-10-22: 0:00; 2021-10-23: 0:00; 2021-10-24: 10:00; 2021-10-25: 7:30; 2021-10-26: 0:00; 2021-10-27: 0:00; 2021-10-28: 2:30; 2021-10-29: 8:30; 2021-10-30: 0:00; 2021-10-31: 0:00; 2021-11-01: 0:00; 2021-11-02: 8:30; 2021-11-03: 14:30; 2021-11-04: 5:30; 2021-11-05: 10:30; 2021-11-06: 15:45; 2021-11-07: 6:30; 2021-11-08: 13:30; 2021-11-09: 1:30; 2021-11-10: 13:45; 2021-11-11: 2:45; 2021-11-12: 2:45; 2021-11-13: 3:45; 2021-11-14: 5:45; 2021-11-15: 4:45; 2021-11-16: 4:45; 2021-11-17: 3:30; 2021-11-18: 3:30; 2021-11-19: 3:30; 2021-11-20: 5:15; 2021-11-21: 3:30; 2021-11-22: 20:00; 2021-11-23: 20:00; 2021-11-24: 22:00; 2021-11-25: 62:00; 2021-11-26: 11:30; 2021-11-27: 4:00; 2021-11-28: 0:00; 2021-11-29: 0:00; 2021-11-30: 0:00; 2021-12-01: 0:00; 2021-12-02: 5:00; 2021-12-03: 0:00; 2021-12-04: 0:00; 2021-12-05: 0:00; 2021-12-06: 0:00; 2021-12-07: 0:00; 2021-12-08: 0:00; 2021-12-09: 0:00; 2021-12-10: 0:00; 2021-12-11: 0:00; 2021-12-12: 0:00; 2021-12-13: 0:00; 2021-12-14: 0:00; 2021-12-15: 0:00; 2021-12-16: 0:00; 2021-12-17: 0:00; 2021-12-18: 0:00; 2021-12-19: 0:00; 2021-12-20: 0:00; 2021-12-21: 0:00; 2021-12-22: 0:00; 2021-12-23: 0:00; 2021-12-24: 0:00; 2021-12-25: 0:00; 2021-12-26: 0:00; 2021-12-27: 0:00; 2021-12-28: 0:00; 2021-12-29: 0:00; 2021-12-30: 0:00
62.536 | 2021-10-21 | 62 | 2021-10-07: 6:30; 2021-10-08: #REF!; 2021-10-09: #REF!; 2021-10-10: #REF!; 2021-10-11: #REF!; 2021-10-12: #REF!; 2021-10-13: #REF!; 2021-10-14: #REF!; 2021-10-15: #REF!; 2021-10-16: #REF!; 2021-10-17: #REF!; 2021-10-18: #REF!; 2021-10-19: 0:00; 2021-10-20: 3:15; 2021-10-21: 7:00; 2021-10-22: 0:00; 2021-10-23: 0:00; 2021-10-24: 0:15; 2021-10-25: 5:30; 2021-10-26: 0:00; 2021-10-27: 2:15; 2021-10-28: 8:00; 2021-10-29: 4:00; 2021-10-30: 9:00; 2021-10-31: 0:15; 2021-11-01: 5:00; 2021-11-02: 0:00; 2021-11-03: 0:15; 2021-11-04: 5:30; 2021-11-05: 0:00; 2021-11-06: 0:15; 2021-11-07: 6:30; 2021-11-08: 0:00; 2021-11-09: 9:30; 2021-11-10: 6:00; 2021-11-11: 9:45; 2021-11-12: 12:00; 2021-11-13: 9:30; 2021-11-14: 13:45; 2021-11-15: 14:15; 2021-11-16: 16:30; 2021-11-17: 13:15; 2021-11-18: 7:00; 2021-11-19: 3:30; 2021-11-20: 5:30; 2021-11-21: 3:30; 2021-11-22: 3:00; 2021-11-23: 5:30; 2021-11-24: 3:00; 2021-11-25: 4:00; 2021-11-26: 17:45; 2021-11-27: 17:45; 2021-11-28: 17:45; 2021-11-29: 17:30; 2021-11-30: 17:30; 2021-12-01: 52:00; 2021-12-02: 4:00; 2021-12-03: 6:00; 2021-12-04: 2:00; 2021-12-05: 0:00; 2021-12-06: 0:00; 2021-12-07: 0:00; 2021-12-08: 4:00; 2021-12-09: 0:00; 2021-12-10: 0:00; 2021-12-11: 0:00; 2021-12-12: 0:00; 2021-12-13: 0:00; 2021-12-14: 0:00; 2021-12-15: 0:00; 2021-12-16: 0:00; 2021-12-17: 0:00; 2021-12-18: 0:00; 2021-12-19: 0:00; 2021-12-20: 0:00; 2021-12-21: 0:00; 2021-12-22: 0:00; 2021-12-23: 0:00; 2021-12-24: 0:00; 2021-12-25: 0:00; 2021-12-26: 0:00; 2021-12-27: 0:00; 2021-12-28: 0:00; 2021-12-29: 0:00; 2021-12-30: 0:00; 2021-12-31: 0:00; 2022-01-01: 0:00; 2022-01-02: 0:00; 2022-01-03: 0:00; 2022-01-04: 0:00; 2022-01-05: 0:00; 2022-01-06: 0:00; 2022-01-07: 0:00; 2022-01-08: 0:00; 2022-01-09: 0:00; 2022-01-10: 0:00; 2022-01-11: 0:00; 2022-01-12: 0:00; 2022-01-13: 0:00; 2022-01-14: 0:00; 2022-01-15: 0:00; 2022-01-16: 0:00; 2022-01-17: 0:00; 2022-01-18: 0:00; 2022-01-19: 0:00; 2022-01-20: 0:00; 2022-01-21: 0:00; 2022-01-22: 0:00; 2022-01-23: 0:00; 2022-01-24: 0:00; 2022-01-25: 0:00; 2022-01-26: 0:00; 2022-01-27: 0:00; 2022-01-28: 0:00; 2022-01-29: 0:00; 2022-01-30: 0:00; 2022-01-31: 0:00; 2022-02-01: 0:00; 2022-02-02: 0:00; 2022-02-03: 0:00; 2022-02-04: 0:00; 2022-02-05: 0:00; 2022-02-06: 0:00; 2022-02-07: 0:00; 2022-02-08: 0:00; 2022-02-09: 0:00; 2022-02-10: 0:00; 2022-02-11: 0:00; 2022-02-12: 0:00; 2022-02-13: 0:00; 2022-02-14: 0:00; 2022-02-15: 0:00; 2022-02-16: 0:00; 2022-02-17: 0:00; 2022-02-18: 0:00; 2022-02-19: 0:00; 2022-02-20: 0:00; 2022-02-21: 0:00; 2022-02-22: 0:00; 2022-02-23: 0:00; 2022-02-24: 0:00; 2022-02-25: 0:00; 2022-02-26: 0:00; 2022-02-27: 0:00; 2022-02-28: 0:00; 2022-03-01: 0:00; 2022-03-02: 0:00; 2022-03-03: 0:00; 2022-03-04: 0:00; 2022-03-05: 0:00; 2022-03-06: 0:00; 2022-03-07: 0:00; 2022-03-08: 0:00; 2022-03-09: 0:00; 2022-03-10: 0:00; 2022-03-11: 0:00; 2022-03-12: 0:00; 2022-03-13: 0:00; 2022-03-14: 0:00; 2022-03-15: 0:00; 2022-03-16: 0:00; 2022-03-17: 0:00; 2022-03-18: 0:00; 2022-03-19: 0:00; 2022-03-20: 0:00; 2022-03-21: 0:00; 2022-03-22: 0:00; 2022-03-23: 0:00; 2022-03-24: 0:00
52.407 | 2021-10-25 | 52 | 2021-10-10: 0:00; 2021-10-11: 6:30; 2021-10-12: 0:00; 2021-10-13: 0:00; 2021-10-14: 0:00; 2021-10-15: 0:00; 2021-10-16: 0:00; 2021-10-17: 0:00; 2021-10-18: 8:30; 2021-10-19: 0:00; 2021-10-20: 0:00; 2021-10-21: 0:00; 2021-10-22: 0:00; 2021-10-23: 1:00; 2021-10-24: 3:00; 2021-10-25: 7:45; 2021-10-26: 0:00; 2021-10-27: 0:00; 2021-10-28: 0:00; 2021-10-29: 5:00; 2021-10-30: 0:00; 2021-10-31: 0:00; 2021-11-01: 1:30; 2021-11-02: 8:45; 2021-11-03: 0:00; 2021-11-04: 0:00; 2021-11-05: 10:00; 2021-11-06: 7:30; 2021-11-07: 0:00; 2021-11-08: 0:00; 2021-11-09: 2:30; 2021-11-10: 8:30; 2021-11-11: 0:00; 2021-11-12: 0:00; 2021-11-13: 0:00; 2021-11-14: 8:30; 2021-11-15: 14:30; 2021-11-16: 5:30; 2021-11-17: 10:30; 2021-11-18: 15:45; 2021-11-19: 6:30; 2021-11-20: 13:30; 2021-11-21: 1:30; 2021-11-22: 13:45; 2021-11-23: 2:45; 2021-11-24: 2:45; 2021-11-25: 3:45; 2021-11-26: 5:45; 2021-11-27: 4:45; 2021-11-28: 4:45; 2021-11-29: 3:30; 2021-11-30: 3:30; 2021-12-01: 3:30; 2021-12-02: 5:15; 2021-12-03: 3:30; 2021-12-04: 20:00; 2021-12-05: 20:00; 2021-12-06: 22:00; 2021-12-07: 62:00; 2021-12-08: 11:30; 2021-12-09: 4:00; 2021-12-10: 0:00; 2021-12-11: 0:00; 2021-12-12: 0:00; 2021-12-13: 0:00; 2021-12-14: 5:00; 2021-12-15: 0:00; 2021-12-16: 0:00; 2021-12-17: 0:00; 2021-12-18: 0:00; 2021-12-19: 0:00; 2021-12-20: 0:00; 2021-12-21: 0:00; 2021-12-22: 0:00; 2021-12-23: 0:00; 2021-12-24: 0:00; 2021-12-25: 0:00; 2021-12-26: 0:00; 2021-12-27: 0:00; 2021-12-28: 0:00; 2021-12-29: 0:00; 2021-12-30: 0:00; 2021-12-31: 0:00; 2022-01-01: 0:00; 2022-01-02: 0:00; 2022-01-03: 0:00; 2022-01-04: 0:00; 2022-01-05: 0:00; 2022-01-06: 0:00; 2022-01-07: 0:00; 2022-01-08: 0:00; 2022-01-09: 0:00; 2022-01-10: 0:00; 2022-01-11: 0:00; 2022-01-12: 0:00; 2022-01-13: 0:00; 2022-01-14: 0:00; 2022-01-15: 0:00; 2022-01-16: 0:00; 2022-01-17: 0:00; 2022-01-18: 0:00; 2022-01-19: 0:00; 2022-01-20: 0:00; 2022-01-21: 0:00; 2022-01-22: 0:00; 2022-01-23: 0:00; 2022-01-24: 0:00; 2022-01-25: 0:00; 2022-01-26: 0:00; 2022-01-27: 0:00; 2022-01-28: 0:00; 2022-01-29: 0:00; 2022-01-30: 0:00; 2022-01-31: 0:00; 2022-02-01: 0:00; 2022-02-02: 0:00; 2022-02-03: 0:00; 2022-02-04: 0:00; 2022-02-05: 0:00; 2022-02-06: 0:00; 2022-02-07: 0:00; 2022-02-08: 0:00; 2022-02-09: 0:00; 2022-02-10: 0:00; 2022-02-11: 0:00; 2022-02-12: 0:00; 2022-02-13: 0:00; 2022-02-14: 0:00; 2022-02-15: 0:00; 2022-02-16: 0:00; 2022-02-17: 0:00; 2022-02-18: 0:00; 2022-02-19: 0:00; 2022-02-20: 0:00; 2022-02-21: 0:00; 2022-02-22: 0:00; 2022-02-23: 0:00; 2022-02-24: 0:00; 2022-02-25: 0:00; 2022-02-26: 0:00; 2022-02-27: 0:00; 2022-02-28: 0:00; 2022-03-01: 0:00; 2022-03-02: 0:00; 2022-03-03: 0:00; 2022-03-04: 0:00; 2022-03-05: 0:00; 2022-03-06: 0:00; 2022-03-07: 0:00; 2022-03-08: 0:00; 2022-03-09: 0:00; 2022-03-10: 0:00; 2022-03-11: 0:00; 2022-03-12: 0:00; 2022-03-13: 0:00; 2022-03-14: 0:00; 2022-03-15: 0:00; 2022-03-16: 0:00; 2022-03-17: 0:00; 2022-03-18: 0:00; 2022-03-19: 0:00; 2022-03-20: 0:00; 2022-03-21: 0:00; 2022-03-22: 0:00; 2022-03-23: 0:00; 2022-03-24: 0:00
52.408 | 2021-10-31 | 52 | 2021-10-16: 0:00; 2021-10-17: 6:30; 2021-10-18: 0:00; 2021-10-19: 0:00; 2021-10-20: 0:00; 2021-10-21: 0:00; 2021-10-22: 0:00; 2021-10-23: 0:00; 2021-10-24: 8:30; 2021-10-25: 0:00; 2021-10-26: 0:00; 2021-10-27: 0:00; 2021-10-28: 0:00; 2021-10-29: 1:00; 2021-10-30: 3:00; 2021-10-31: 7:45; 2021-11-01: 0:00; 2021-11-02: 0:00; 2021-11-03: 0:00; 2021-11-04: 5:00; 2021-11-05: 0:00; 2021-11-06: 0:00; 2021-11-07: 1:30; 2021-11-08: 8:45; 2021-11-09: 0:00; 2021-11-10: 0:00; 2021-11-11: 10:00; 2021-11-12: 7:30; 2021-11-13: 0:00; 2021-11-14: 0:00; 2021-11-15: 2:30; 2021-11-16: 8:30; 2021-11-17: 0:00; 2021-11-18: 0:00; 2021-11-19: 0:00; 2021-11-20: 8:30; 2021-11-21: 14:30; 2021-11-22: 5:30; 2021-11-23: 10:30; 2021-11-24: 15:45; 2021-11-25: 6:30; 2021-11-26: 13:30; 2021-11-27: 1:30; 2021-11-28: 13:45; 2021-11-29: 2:45; 2021-11-30: 2:45; 2021-12-01: 3:45; 2021-12-02: 5:45; 2021-12-03: 4:45; 2021-12-04: 4:45; 2021-12-05: 3:30; 2021-12-06: 3:30; 2021-12-07: 3:30; 2021-12-08: 5:15; 2021-12-09: 3:30; 2021-12-10: 20:00; 2021-12-11: 20:00; 2021-12-12: 22:00; 2021-12-13: 62:00; 2021-12-14: 11:30; 2021-12-15: 4:00; 2021-12-16: 0:00; 2021-12-17: 0:00; 2021-12-18: 0:00; 2021-12-19: 0:00; 2021-12-20: 5:00; 2021-12-21: 0:00; 2021-12-22: 0:00; 2021-12-23: 0:00; 2021-12-24: 0:00; 2021-12-25: 0:00; 2021-12-26: 0:00; 2021-12-27: 0:00; 2021-12-28: 0:00; 2021-12-29: 0:00; 2021-12-30: 0:00; 2021-12-31: 0:00; 2022-01-01: 0:00; 2022-01-02: 0:00; 2022-01-03: 0:00; 2022-01-04: 0:00; 2022-01-05: 0:00; 2022-01-06: 0:00; 2022-01-07: 0:00; 2022-01-08: 0:00; 2022-01-09: 0:00; 2022-01-10: 0:00; 2022-01-11: 0:00; 2022-01-12: 0:00; 2022-01-13: 0:00; 2022-01-14: 0:00; 2022-01-15: 0:00; 2022-01-16: 0:00; 2022-01-17: 0:00; 2022-01-18: 0:00; 2022-01-19: 0:00; 2022-01-20: 0:00; 2022-01-21: 0:00; 2022-01-22: 0:00; 2022-01-23: 0:00; 2022-01-24: 0:00; 2022-01-25: 0:00; 2022-01-26: 0:00; 2022-01-27: 0:00; 2022-01-28: 0:00; 2022-01-29: 0:00; 2022-01-30: 0:00; 2022-01-31: 0:00; 2022-02-01: 0:00; 2022-02-02: 0:00; 2022-02-03: 0:00; 2022-02-04: 0:00; 2022-02-05: 0:00; 2022-02-06: 0:00; 2022-02-07: 0:00; 2022-02-08: 0:00; 2022-02-09: 0:00; 2022-02-10: 0:00; 2022-02-11: 0:00; 2022-02-12: 0:00; 2022-02-13: 0:00; 2022-02-14: 0:00; 2022-02-15: 0:00; 2022-02-16: 0:00; 2022-02-17: 0:00; 2022-02-18: 0:00; 2022-02-19: 0:00; 2022-02-20: 0:00; 2022-02-21: 0:00; 2022-02-22: 0:00; 2022-02-23: 0:00; 2022-02-24: 0:00; 2022-02-25: 0:00; 2022-02-26: 0:00; 2022-02-27: 0:00; 2022-02-28: 0:00; 2022-03-01: 0:00; 2022-03-02: 0:00; 2022-03-03: 0:00; 2022-03-04: 0:00; 2022-03-05: 0:00; 2022-03-06: 0:00; 2022-03-07: 0:00; 2022-03-08: 0:00; 2022-03-09: 0:00; 2022-03-10: 0:00; 2022-03-11: 0:00; 2022-03-12: 0:00; 2022-03-13: 0:00; 2022-03-14: 0:00; 2022-03-15: 0:00; 2022-03-16: 0:00; 2022-03-17: 0:00; 2022-03-18: 0:00; 2022-03-19: 0:00; 2022-03-20: 0:00; 2022-03-21: 0:00; 2022-03-22: 0:00; 2022-03-23: 0:00; 2022-03-24: 0:00
52.409 | 2021-11-12 | 52 | 2021-10-28: 0:00; 2021-10-29: 6:30; 2021-10-30: 0:00; 2021-10-31: 0:00; 2021-11-01: 0:00; 2021-11-02: 0:00; 2021-11-03: 0:00; 2021-11-04: 0:00; 2021-11-05: 8:30; 2021-11-06: 0:00; 2021-11-07: 0:00; 2021-11-08: 0:00; 2021-11-09: 0:00; 2021-11-10: 1:00; 2021-11-11: 3:00; 2021-11-12: 7:45; 2021-11-13: 0:00; 2021-11-14: 0:00; 2021-11-15: 0:00; 2021-11-16: 5:00; 2021-11-17: 0:00; 2021-11-18: 0:00; 2021-11-19: 1:30; 2021-11-20: 8:45; 2021-11-21: 0:00; 2021-11-22: 0:00; 2021-11-23: 10:00; 2021-11-24: 7:30; 2021-11-25: 0:00; 2021-11-26: 0:00; 2021-11-27: 2:30; 2021-11-28: 8:30; 2021-11-29: 0:00; 2021-11-30: 0:00; 2021-12-01: 0:00; 2021-12-02: 8:30; 2021-12-03: 14:30; 2021-12-04: 5:30; 2021-12-05: 10:30; 2021-12-06: 15:45; 2021-12-07: 6:30; 2021-12-08: 13:30; 2021-12-09: 1:30; 2021-12-10: 13:45; 2021-12-11: 2:45; 2021-12-12: 2:45; 2021-12-13: 3:45; 2021-12-14: 5:45; 2021-12-15: 4:45; 2021-12-16: 4:45; 2021-12-17: 3:30; 2021-12-18: 3:30; 2021-12-19: 3:30; 2021-12-20: 5:15; 2021-12-21: 3:30; 2021-12-22: 20:00; 2021-12-23: 20:00; 2021-12-24: 22:00; 2021-12-25: 62:00; 2021-12-26: 11:30; 2021-12-27: 4:00; 2021-12-28: 0:00; 2021-12-29: 0:00; 2021-12-30: 0:00; 2021-12-31: 0:00; 2022-01-01: 5:00; 2022-01-02: 0:00; 2022-01-03: 0:00; 2022-01-04: 0:00; 2022-01-05: 0:00; 2022-01-06: 0:00; 2022-01-07: 0:00; 2022-01-08: 0:00; 2022-01-09: 0:00; 2022-01-10: 0:00; 2022-01-11: 0:00; 2022-01-12: 0:00; 2022-01-13: 0:00; 2022-01-14: 0:00; 2022-01-15: 0:00; 2022-01-16: 0:00; 2022-01-17: 0:00; 2022-01-18: 0:00; 2022-01-19: 0:00; 2022-01-20: 0:00; 2022-01-21: 0:00; 2022-01-22: 0:00; 2022-01-23: 0:00; 2022-01-24: 0:00; 2022-01-25: 0:00; 2022-01-26: 0:00; 2022-01-27: 0:00; 2022-01-28: 0:00; 2022-01-29: 0:00; 2022-01-30: 0:00; 2022-01-31: 0:00; 2022-02-01: 0:00; 2022-02-02: 0:00; 2022-02-03: 0:00; 2022-02-04: 0:00; 2022-02-05: 0:00; 2022-02-06: 0:00; 2022-02-07: 0:00; 2022-02-08: 0:00; 2022-02-09: 0:00; 2022-02-10: 0:00; 2022-02-11: 0:00; 2022-02-12: 0:00; 2022-02-13: 0:00; 2022-02-14: 0:00; 2022-02-15: 0:00; 2022-02-16: 0:00; 2022-02-17: 0:00; 2022-02-18: 0:00; 2022-02-19: 0:00; 2022-02-20: 0:00; 2022-02-21: 0:00; 2022-02-22: 0:00; 2022-02-23: 0:00; 2022-02-24: 0:00; 2022-02-25: 0:00; 2022-02-26: 0:00; 2022-02-27: 0:00; 2022-02-28: 0:00; 2022-03-01: 0:00; 2022-03-02: 0:00; 2022-03-03: 0:00; 2022-03-04: 0:00; 2022-03-05: 0:00; 2022-03-06: 0:00; 2022-03-07: 0:00; 2022-03-08: 0:00; 2022-03-09: 0:00; 2022-03-10: 0:00; 2022-03-11: 0:00; 2022-03-12: 0:00; 2022-03-13: 0:00; 2022-03-14: 0:00; 2022-03-15: 0:00; 2022-03-16: 0:00; 2022-03-17: 0:00; 2022-03-18: 0:00; 2022-03-19: 0:00; 2022-03-20: 0:00; 2022-03-21: 0:00; 2022-03-22: 0:00; 2022-03-23: 0:00; 2022-03-24: 0:00
52.41 | 2021-11-18 | 52 | 2021-11-05: 0:00; 2021-11-06: 0:00; 2021-11-07: 0:00; 2021-11-08: 0:00; 2021-11-09: 0:00; 2021-11-10: 0:00; 2021-11-11: 8:30; 2021-11-12: 0:00; 2021-11-13: 0:00; 2021-11-14: 0:00; 2021-11-15: 0:00; 2021-11-16: 1:00; 2021-11-17: 3:00; 2021-11-18: 7:45; 2021-11-19: 0:00; 2021-11-20: 0:00; 2021-11-21: 0:00; 2021-11-22: 5:00; 2021-11-23: 0:00; 2021-11-24: 0:00; 2021-11-25: 1:30; 2021-11-26: 8:45; 2021-11-27: 0:00; 2021-11-28: 0:00; 2021-11-29: 10:00; 2021-11-30: 7:30; 2021-12-01: 0:00; 2021-12-02: 0:00; 2021-12-03: 2:30; 2021-12-04: 8:30; 2021-12-05: 0:00; 2021-12-06: 0:00; 2021-12-07: 0:00; 2021-12-08: 8:30; 2021-12-09: 14:30; 2021-12-10: 5:30; 2021-12-11: 10:30; 2021-12-12: 15:45; 2021-12-13: 6:30; 2021-12-14: 13:30; 2021-12-15: 1:30; 2021-12-16: 13:45; 2021-12-17: 2:45; 2021-12-18: 2:45; 2021-12-19: 3:45; 2021-12-20: 5:45; 2021-12-21: 4:45; 2021-12-22: 4:45; 2021-12-23: 3:30; 2021-12-24: 3:30; 2021-12-25: 3:30; 2021-12-26: 5:15; 2021-12-27: 3:30; 2021-12-28: 20:00; 2021-12-29: 20:00; 2021-12-30: 22:00; 2021-12-31: 62:00; 2022-01-01: 11:30; 2022-01-02: 4:00; 2022-01-03: 0:00; 2022-01-04: 0:00; 2022-01-05: 0:00; 2022-01-06: 0:00; 2022-01-07: 5:00; 2022-01-08: 0:00; 2022-01-09: 0:00; 2022-01-10: 0:00; 2022-01-11: 0:00; 2022-01-12: 0:00; 2022-01-13: 0:00; 2022-01-14: 0:00; 2022-01-15: 0:00; 2022-01-16: 0:00; 2022-01-17: 0:00; 2022-01-18: 0:00; 2022-01-19: 0:00; 2022-01-20: 0:00; 2022-01-21: 0:00; 2022-01-22: 0:00; 2022-01-23: 0:00; 2022-01-24: 0:00; 2022-01-25: 0:00; 2022-01-26: 0:00; 2022-01-27: 0:00; 2022-01-28: 0:00; 2022-01-29: 0:00; 2022-01-30: 0:00; 2022-01-31: 0:00; 2022-02-01: 0:00; 2022-02-02: 0:00; 2022-02-03: 0:00; 2022-02-04: 0:00; 2022-02-05: 0:00; 2022-02-06: 0:00; 2022-02-07: 0:00; 2022-02-08: 0:00; 2022-02-09: 0:00; 2022-02-10: 0:00; 2022-02-11: 0:00; 2022-02-12: 0:00; 2022-02-13: 0:00; 2022-02-14: 0:00; 2022-02-15: 0:00; 2022-02-16: 0:00; 2022-02-17: 0:00; 2022-02-18: 0:00; 2022-02-19: 0:00; 2022-02-20: 0:00; 2022-02-21: 0:00; 2022-02-22: 0:00; 2022-02-23: 0:00; 2022-02-24: 0:00; 2022-02-25: 0:00; 2022-02-26: 0:00; 2022-02-27: 0:00; 2022-02-28: 0:00; 2022-03-01: 0:00; 2022-03-02: 0:00; 2022-03-03: 0:00; 2022-03-04: 0:00; 2022-03-05: 0:00; 2022-03-06: 0:00; 2022-03-07: 0:00; 2022-03-08: 0:00; 2022-03-09: 0:00; 2022-03-10: 0:00; 2022-03-11: 0:00; 2022-03-12: 0:00; 2022-03-13: 0:00; 2022-03-14: 0:00; 2022-03-15: 0:00; 2022-03-16: 0:00; 2022-03-17: 0:00; 2022-03-18: 0:00; 2022-03-19: 0:00; 2022-03-20: 0:00; 2022-03-21: 0:00; 2022-03-22: 0:00; 2022-03-23: 0:00; 2022-03-24: 0:00; 2022-03-25: 0:00; 2022-03-26: 0:00; 2022-03-27: 0:00; 2022-03-28: 0:00; 2022-03-29: 0:00; 2022-03-30: 0:00; 2022-03-31: 0:00; 2022-04-01: 0:00; 2022-04-02: 0:00; 2022-04-03: 0:00; 2022-04-04: 0:00; 2022-04-05: 0:00; 2022-04-06: 0:00; 2022-04-07: 0:00; 2022-04-08: 0:00; 2022-04-09: 0:00; 2022-04-10: 0:00; 2022-04-11: 0:00; 2022-04-12: 0:00
10.502 | 2021-11-27 | 11 | 2021-11-13: 8:30; 2021-11-14: 0:00; 2021-11-15: 0:00; 2021-11-16: 0:00; 2021-11-17: 0:00; 2021-11-18: 0:00; 2021-11-19: 0:00; 2021-11-20: 0:00; 2021-11-21: 0:00; 2021-11-22: 0:00; 2021-11-23: 0:00; 2021-11-24: 0:00; 2021-11-25: 0:00; 2021-11-26: 5:45; 2021-11-27: 10:00; 2021-11-28: 0:00; 2021-11-29: 0:00; 2021-11-30: 9:45; 2021-12-01: 0:00; 2021-12-02: 0:00; 2021-12-03: 0:00; 2021-12-04: 10:00; 2021-12-05: 4:00; 2021-12-06: 8:00; 2021-12-07: 11:15; 2021-12-08: 0:00; 2021-12-09: 0:00; 2021-12-10: 0:00; 2021-12-11: 8:45; 2021-12-12: 13:30; 2021-12-13: 13:15; 2021-12-14: 13:00; 2021-12-15: 6:00; 2021-12-16: 14:30; 2021-12-17: 14:15; 2021-12-18: 15:00; 2021-12-19: 18:45; 2021-12-20: 20:00; 2021-12-21: 6:45; 2021-12-22: 14:30; 2021-12-23: 11:00; 2021-12-24: 7:00; 2021-12-25: 5:00; 2021-12-26: 5:00; 2021-12-27: 5:00; 2021-12-28: 5:00; 2021-12-29: 5:00; 2021-12-30: 17:00; 2021-12-31: 17:00; 2022-01-01: 17:00; 2022-01-02: 17:00; 2022-01-03: 17:15; 2022-01-04: 54:00; 2022-01-05: 20:00; 2022-01-06: 4:00; 2022-01-07: 2:00; 2022-01-08: 0:00; 2022-01-09: 0:00; 2022-01-10: 0:00; 2022-01-11: 0:00; 2022-01-12: 5:00; 2022-01-13: 5:00; 2022-01-14: 0:00; 2022-01-15: 0:00; 2022-01-16: 0:00; 2022-01-17: 0:00; 2022-01-18: 0:00; 2022-01-19: 0:00; 2022-01-20: 0:00; 2022-01-21: 0:00; 2022-01-22: 0:00; 2022-01-23: 0:00; 2022-01-24: 0:00; 2022-01-25: 0:00; 2022-01-26: 0:00; 2022-01-27: 0:00; 2022-01-28: 0:00; 2022-01-29: 0:00; 2022-01-30: 0:00; 2022-01-31: 0:00; 2022-02-01: 0:00; 2022-02-02: 0:00; 2022-02-03: 0:00; 2022-02-04: 0:00; 2022-02-05: 0:00; 2022-02-06: 0:00; 2022-02-07: 0:00; 2022-02-08: 0:00; 2022-02-09: 0:00; 2022-02-10: 0:00; 2022-02-11: 0:00; 2022-02-12: 0:00; 2022-02-13: 0:00; 2022-02-14: 0:00; 2022-02-15: 0:00; 2022-02-16: 0:00; 2022-02-17: 0:00; 2022-02-18: 0:00; 2022-02-19: 0:00; 2022-02-20: 0:00; 2022-02-21: 0:00; 2022-02-22: 0:00; 2022-02-23: 0:00; 2022-02-24: 0:00; 2022-02-25: 0:00; 2022-02-26: 0:00; 2022-02-27: 0:00; 2022-02-28: 0:00; 2022-03-01: 0:00; 2022-03-02: 0:00; 2022-03-03: 0:00; 2022-03-04: 0:00; 2022-03-05: 0:00; 2022-03-06: 0:00; 2022-03-07: 0:00; 2022-03-08: 0:00; 2022-03-09: 0:00; 2022-03-10: 0:00; 2022-03-11: 0:00; 2022-03-12: 0:00; 2022-03-13: 0:00; 2022-03-14: 0:00; 2022-03-15: 0:00; 2022-03-16: 0:00; 2022-03-17: 0:00; 2022-03-18: 0:00; 2022-03-19: 0:00; 2022-03-20: 0:00; 2022-03-21: 0:00; 2022-03-22: 0:00; 2022-03-23: 0:00; 2022-03-24: 0:00; 2022-03-25: 0:00; 2022-03-26: 0:00; 2022-03-27: 0:00; 2022-03-28: 0:00; 2022-03-29: 0:00; 2022-03-30: 0:00; 2022-03-31: 0:00; 2022-04-01: 0:00; 2022-04-02: 0:00; 2022-04-03: 0:00; 2022-04-04: 0:00; 2022-04-05: 0:00; 2022-04-06: 0:00; 2022-04-07: 0:00; 2022-04-08: 0:00; 2022-04-09: 0:00; 2022-04-10: 0:00; 2022-04-11: 0:00; 2022-04-12: 0:00
52 | 2021-12-06 | 52 | 2021-11-21: 0:00; 2021-11-22: 6:30; 2021-11-23: 0:00; 2021-11-24: 0:00; 2021-11-25: 0:00; 2021-11-26: 0:00; 2021-11-27: 0:00; 2021-11-28: 0:00; 2021-11-29: 8:30; 2021-11-30: 0:00; 2021-12-01: 0:00; 2021-12-02: 0:00; 2021-12-03: 0:00; 2021-12-04: 1:00; 2021-12-05: 3:00; 2021-12-06: 7:45; 2021-12-07: 0:00; 2021-12-08: 0:00; 2021-12-09: 0:00; 2021-12-10: 5:00; 2021-12-11: 0:00; 2021-12-12: 0:00; 2021-12-13: 1:30; 2021-12-14: 8:45; 2021-12-15: 0:00; 2021-12-16: 0:00; 2021-12-17: 10:00; 2021-12-18: 7:30; 2021-12-19: 0:00; 2021-12-20: 0:00; 2021-12-21: 2:30; 2021-12-22: 8:30; 2021-12-23: 0:00; 2021-12-24: 0:00; 2021-12-25: 0:00; 2021-12-26: 8:30; 2021-12-27: 14:30; 2021-12-28: 5:30; 2021-12-29: 10:30; 2021-12-30: 15:45; 2021-12-31: 6:30; 2022-01-01: 13:30; 2022-01-02: 1:30; 2022-01-03: 13:45; 2022-01-04: 2:45; 2022-01-05: 2:45; 2022-01-06: 3:45; 2022-01-07: 5:45; 2022-01-08: 4:45; 2022-01-09: 4:45; 2022-01-10: 3:30; 2022-01-11: 3:30; 2022-01-12: 3:30; 2022-01-13: 5:15; 2022-01-14: 3:30; 2022-01-15: 20:00; 2022-01-16: 20:00; 2022-01-17: 22:00; 2022-01-18: 62:00; 2022-01-19: 11:30; 2022-01-20: 4:00; 2022-01-21: 0:00; 2022-01-22: 0:00; 2022-01-23: 0:00; 2022-01-24: 0:00; 2022-01-25: 5:00; 2022-01-26: 0:00; 2022-01-27: 0:00; 2022-01-28: 0:00; 2022-01-29: 0:00; 2022-01-30: 0:00; 2022-01-31: 0:00; 2022-02-01: 0:00; 2022-02-02: 0:00; 2022-02-03: 0:00; 2022-02-04: 0:00; 2022-02-05: 0:00; 2022-02-06: 0:00; 2022-02-07: 0:00; 2022-02-08: 0:00; 2022-02-09: 0:00; 2022-02-10: 0:00; 2022-02-11: 0:00; 2022-02-12: 0:00; 2022-02-13: 0:00; 2022-02-14: 0:00; 2022-02-15: 0:00; 2022-02-16: 0:00; 2022-02-17: 0:00; 2022-02-18: 0:00; 2022-02-19: 0:00; 2022-02-20: 0:00; 2022-02-21: 0:00; 2022-02-22: 0:00; 2022-02-23: 0:00; 2022-02-24: 0:00; 2022-02-25: 0:00; 2022-02-26: 0:00; 2022-02-27: 0:00; 2022-02-28: 0:00; 2022-03-01: 0:00; 2022-03-02: 0:00; 2022-03-03: 0:00; 2022-03-04: 0:00; 2022-03-05: 0:00; 2022-03-06: 0:00; 2022-03-07: 0:00; 2022-03-08: 0:00; 2022-03-09: 0:00; 2022-03-10: 0:00; 2022-03-11: 0:00; 2022-03-12: 0:00; 2022-03-13: 0:00; 2022-03-14: 0:00; 2022-03-15: 0:00; 2022-03-16: 0:00; 2022-03-17: 0:00; 2022-03-18: 0:00; 2022-03-19: 0:00; 2022-03-20: 0:00; 2022-03-21: 0:00; 2022-03-22: 0:00; 2022-03-23: 0:00; 2022-03-24: 0:00; 2022-03-25: 0:00; 2022-03-26: 0:00; 2022-03-27: 0:00; 2022-03-28: 0:00; 2022-03-29: 0:00; 2022-03-30: 0:00; 2022-03-31: 0:00; 2022-04-01: 0:00; 2022-04-02: 0:00; 2022-04-03: 0:00; 2022-04-04: 0:00; 2022-04-05: 0:00; 2022-04-06: 0:00; 2022-04-07: 0:00; 2022-04-08: 0:00; 2022-04-09: 0:00; 2022-04-10: 0:00; 2022-04-11: 0:00; 2022-04-12: 0:00
52 | 2021-12-12 | 52 | 2021-11-27: 0:00; 2021-11-28: 6:30; 2021-11-29: 0:00; 2021-11-30: 0:00; 2021-12-01: 0:00; 2021-12-02: 0:00; 2021-12-03: 0:00; 2021-12-04: 0:00; 2021-12-05: 8:30; 2021-12-06: 0:00; 2021-12-07: 0:00; 2021-12-08: 0:00; 2021-12-09: 0:00; 2021-12-10: 1:00; 2021-12-11: 3:00; 2021-12-12: 7:45; 2021-12-13: 0:00; 2021-12-14: 0:00; 2021-12-15: 0:00; 2021-12-16: 5:00; 2021-12-17: 0:00; 2021-12-18: 0:00; 2021-12-19: 1:30; 2021-12-20: 8:45; 2021-12-21: 0:00; 2021-12-22: 0:00; 2021-12-23: 10:00; 2021-12-24: 7:30; 2021-12-25: 0:00; 2021-12-26: 0:00; 2021-12-27: 2:30; 2021-12-28: 8:30; 2021-12-29: 0:00; 2021-12-30: 0:00; 2021-12-31: 0:00; 2022-01-01: 8:30; 2022-01-02: 14:30; 2022-01-03: 5:30; 2022-01-04: 10:30; 2022-01-05: 15:45; 2022-01-06: 6:30; 2022-01-07: 13:30; 2022-01-08: 1:30; 2022-01-09: 13:45; 2022-01-10: 2:45; 2022-01-11: 2:45; 2022-01-12: 3:45; 2022-01-13: 5:45; 2022-01-14: 4:45; 2022-01-15: 4:45; 2022-01-16: 3:30; 2022-01-17: 3:30; 2022-01-18: 3:30; 2022-01-19: 5:15; 2022-01-20: 3:30; 2022-01-21: 20:00; 2022-01-22: 20:00; 2022-01-23: 22:00; 2022-01-24: 62:00; 2022-01-25: 11:30; 2022-01-26: 4:00; 2022-01-27: 0:00; 2022-01-28: 0:00; 2022-01-29: 0:00; 2022-01-30: 0:00; 2022-01-31: 5:00; 2022-02-01: 0:00; 2022-02-02: 0:00; 2022-02-03: 0:00; 2022-02-04: 0:00; 2022-02-05: 0:00; 2022-02-06: 0:00; 2022-02-07: 0:00; 2022-02-08: 0:00; 2022-02-09: 0:00; 2022-02-10: 0:00; 2022-02-11: 0:00; 2022-02-12: 0:00; 2022-02-13: 0:00; 2022-02-14: 0:00; 2022-02-15: 0:00; 2022-02-16: 0:00; 2022-02-17: 0:00; 2022-02-18: 0:00; 2022-02-19: 0:00; 2022-02-20: 0:00; 2022-02-21: 0:00; 2022-02-22: 0:00; 2022-02-23: 0:00; 2022-02-24: 0:00; 2022-02-25: 0:00; 2022-02-26: 0:00; 2022-02-27: 0:00; 2022-02-28: 0:00; 2022-03-01: 0:00; 2022-03-02: 0:00; 2022-03-03: 0:00; 2022-03-04: 0:00; 2022-03-05: 0:00; 2022-03-06: 0:00; 2022-03-07: 0:00; 2022-03-08: 0:00; 2022-03-09: 0:00; 2022-03-10: 0:00; 2022-03-11: 0:00; 2022-03-12: 0:00; 2022-03-13: 0:00; 2022-03-14: 0:00; 2022-03-15: 0:00; 2022-03-16: 0:00; 2022-03-17: 0:00; 2022-03-18: 0:00; 2022-03-19: 0:00; 2022-03-20: 0:00; 2022-03-21: 0:00; 2022-03-22: 0:00; 2022-03-23: 0:00; 2022-03-24: 0:00; 2022-03-25: 0:00; 2022-03-26: 0:00; 2022-03-27: 0:00; 2022-03-28: 0:00; 2022-03-29: 0:00; 2022-03-30: 0:00; 2022-03-31: 0:00; 2022-04-01: 0:00; 2022-04-02: 0:00; 2022-04-03: 0:00; 2022-04-04: 0:00; 2022-04-05: 0:00; 2022-04-06: 0:00; 2022-04-07: 0:00; 2022-04-08: 0:00; 2022-04-09: 0:00; 2022-04-10: 0:00; 2022-04-11: 0:00; 2022-04-12: 0:00
52 | 2021-12-25 | 52 | 2021-12-13: 0:00; 2021-12-14: 0:00; 2021-12-15: 0:00; 2021-12-16: 0:00; 2021-12-17: 0:00; 2021-12-18: 8:30; 2021-12-19: 0:00; 2021-12-20: 0:00; 2021-12-21: 0:00; 2021-12-22: 0:00; 2021-12-23: 1:00; 2021-12-24: 3:00; 2021-12-25: 7:45; 2021-12-26: 0:00; 2021-12-27: 0:00; 2021-12-28: 0:00; 2021-12-29: 5:00; 2021-12-30: 0:00; 2021-12-31: 0:00; 2022-01-01: 1:30; 2022-01-02: 8:45; 2022-01-03: 0:00; 2022-01-04: 0:00; 2022-01-05: 10:00; 2022-01-06: 7:30; 2022-01-07: 0:00; 2022-01-08: 0:00; 2022-01-09: 2:30; 2022-01-10: 8:30; 2022-01-11: 0:00; 2022-01-12: 0:00; 2022-01-13: 0:00; 2022-01-14: 8:30; 2022-01-15: 14:30; 2022-01-16: 5:30; 2022-01-17: 10:30; 2022-01-18: 15:45; 2022-01-19: 6:30; 2022-01-20: 13:30; 2022-01-21: 1:30; 2022-01-22: 13:45; 2022-01-23: 2:45; 2022-01-24: 2:45; 2022-01-25: 3:45; 2022-01-26: 5:45; 2022-01-27: 4:45; 2022-01-28: 4:45; 2022-01-29: 3:30; 2022-01-30: 3:30; 2022-01-31: 3:30; 2022-02-01: 5:15; 2022-02-02: 3:30; 2022-02-03: 20:00; 2022-02-04: 20:00; 2022-02-05: 22:00; 2022-02-06: 62:00; 2022-02-07: 11:30; 2022-02-08: 4:00; 2022-02-09: 0:00; 2022-02-10: 0:00; 2022-02-11: 0:00; 2022-02-12: 0:00; 2022-02-13: 5:00; 2022-02-14: 0:00; 2022-02-15: 0:00; 2022-02-16: 0:00; 2022-02-17: 0:00; 2022-02-18: 0:00; 2022-02-19: 0:00; 2022-02-20: 0:00; 2022-02-21: 0:00; 2022-02-22: 0:00; 2022-02-23: 0:00; 2022-02-24: 0:00; 2022-02-25: 0:00; 2022-02-26: 0:00; 2022-02-27: 0:00; 2022-02-28: 0:00; 2022-03-01: 0:00; 2022-03-02: 0:00; 2022-03-03: 0:00; 2022-03-04: 0:00; 2022-03-05: 0:00; 2022-03-06: 0:00; 2022-03-07: 0:00; 2022-03-08: 0:00; 2022-03-09: 0:00; 2022-03-10: 0:00; 2022-03-11: 0:00; 2022-03-12: 0:00; 2022-03-13: 0:00; 2022-03-14: 0:00; 2022-03-15: 0:00; 2022-03-16: 0:00; 2022-03-17: 0:00; 2022-03-18: 0:00; 2022-03-19: 0:00; 2022-03-20: 0:00; 2022-03-21: 0:00; 2022-03-22: 0:00; 2022-03-23: 0:00; 2022-03-24: 0:00; 2022-03-25: 0:00; 2022-03-26: 0:00; 2022-03-27: 0:00; 2022-03-28: 0:00; 2022-03-29: 0:00; 2022-03-30: 0:00; 2022-03-31: 0:00; 2022-04-01: 0:00; 2022-04-02: 0:00; 2022-04-03: 0:00; 2022-04-04: 0:00; 2022-04-05: 0:00; 2022-04-06: 0:00; 2022-04-07: 0:00; 2022-04-08: 0:00; 2022-04-09: 0:00; 2022-04-10: 0:00
52 | 2021-12-24 | 52 | 2021-12-13: 0:00; 2021-12-14: 0:00; 2021-12-15: 0:00; 2021-12-16: 0:00; 2021-12-17: 8:30; 2021-12-18: 0:00; 2021-12-19: 0:00; 2021-12-20: 0:00; 2021-12-21: 0:00; 2021-12-22: 1:00; 2021-12-23: 3:00; 2021-12-24: 7:45; 2021-12-25: 0:00; 2021-12-26: 0:00; 2021-12-27: 0:00; 2021-12-28: 5:00; 2021-12-29: 0:00; 2021-12-30: 0:00; 2021-12-31: 1:30; 2022-01-01: 8:45; 2022-01-02: 0:00; 2022-01-03: 0:00; 2022-01-04: 10:00; 2022-01-05: 7:30; 2022-01-06: 0:00; 2022-01-07: 0:00; 2022-01-08: 2:30; 2022-01-09: 8:30; 2022-01-10: 0:00; 2022-01-11: 0:00; 2022-01-12: 0:00; 2022-01-13: 8:30; 2022-01-14: 14:30; 2022-01-15: 5:30; 2022-01-16: 10:30; 2022-01-17: 15:45; 2022-01-18: 6:30; 2022-01-19: 13:30; 2022-01-20: 1:30; 2022-01-21: 13:45; 2022-01-22: 2:45; 2022-01-23: 2:45; 2022-01-24: 3:45; 2022-01-25: 5:45; 2022-01-26: 4:45; 2022-01-27: 4:45; 2022-01-28: 3:30; 2022-01-29: 3:30; 2022-01-30: 3:30; 2022-01-31: 5:15; 2022-02-01: 3:30; 2022-02-02: 20:00; 2022-02-03: 20:00; 2022-02-04: 22:00; 2022-02-05: 62:00; 2022-02-06: 11:30; 2022-02-07: 4:00; 2022-02-08: 0:00; 2022-02-09: 0:00; 2022-02-10: 0:00; 2022-02-11: 0:00; 2022-02-12: 5:00; 2022-02-13: 0:00; 2022-02-14: 0:00; 2022-02-15: 0:00; 2022-02-16: 0:00; 2022-02-17: 0:00; 2022-02-18: 0:00; 2022-02-19: 0:00; 2022-02-20: 0:00; 2022-02-21: 0:00; 2022-02-22: 0:00; 2022-02-23: 0:00; 2022-02-24: 0:00; 2022-02-25: 0:00; 2022-02-26: 0:00; 2022-02-27: 0:00; 2022-02-28: 0:00; 2022-03-01: 0:00; 2022-03-02: 0:00; 2022-03-03: 0:00; 2022-03-04: 0:00; 2022-03-05: 0:00; 2022-03-06: 0:00; 2022-03-07: 0:00; 2022-03-08: 0:00; 2022-03-09: 0:00; 2022-03-10: 0:00; 2022-03-11: 0:00; 2022-03-12: 0:00; 2022-03-13: 0:00; 2022-03-14: 0:00; 2022-03-15: 0:00; 2022-03-16: 0:00; 2022-03-17: 0:00; 2022-03-18: 0:00; 2022-03-19: 0:00; 2022-03-20: 0:00; 2022-03-21: 0:00; 2022-03-22: 0:00; 2022-03-23: 0:00; 2022-03-24: 0:00; 2022-03-25: 0:00; 2022-03-26: 0:00; 2022-03-27: 0:00; 2022-03-28: 0:00; 2022-03-29: 0:00; 2022-03-30: 0:00; 2022-03-31: 0:00; 2022-04-01: 0:00; 2022-04-02: 0:00; 2022-04-03: 0:00; 2022-04-04: 0:00; 2022-04-05: 0:00; 2022-04-06: 0:00; 2022-04-07: 0:00; 2022-04-08: 0:00; 2022-04-09: 0:00; 2022-04-10: 0:00
52 | 2021-12-30 | 52 | 2021-12-15: 0:00; 2021-12-16: 6:30; 2021-12-17: 0:00; 2021-12-18: 0:00; 2021-12-19: 0:00; 2021-12-20: 0:00; 2021-12-21: 0:00; 2021-12-22: 0:00; 2021-12-23: 8:30; 2021-12-24: 0:00; 2021-12-25: 0:00; 2021-12-26: 0:00; 2021-12-27: 0:00; 2021-12-28: 1:00; 2021-12-29: 3:00; 2021-12-30: 7:45; 2021-12-31: 0:00; 2022-01-01: 0:00; 2022-01-02: 0:00; 2022-01-03: 5:00; 2022-01-04: 0:00; 2022-01-05: 0:00; 2022-01-06: 1:30; 2022-01-07: 8:45; 2022-01-08: 0:00; 2022-01-09: 0:00; 2022-01-10: 10:00; 2022-01-11: 7:30; 2022-01-12: 0:00; 2022-01-13: 0:00; 2022-01-14: 2:30; 2022-01-15: 8:30; 2022-01-16: 0:00; 2022-01-17: 0:00; 2022-01-18: 0:00; 2022-01-19: 8:30; 2022-01-20: 14:30; 2022-01-21: 5:30; 2022-01-22: 10:30; 2022-01-23: 15:45; 2022-01-24: 6:30; 2022-01-25: 13:30; 2022-01-26: 1:30; 2022-01-27: 13:45; 2022-01-28: 2:45; 2022-01-29: 2:45; 2022-01-30: 3:45; 2022-01-31: 5:45; 2022-02-01: 4:45; 2022-02-02: 4:45; 2022-02-03: 3:30; 2022-02-04: 3:30; 2022-02-05: 3:30; 2022-02-06: 5:15; 2022-02-07: 3:30; 2022-02-08: 20:00; 2022-02-09: 20:00; 2022-02-10: 22:00; 2022-02-11: 62:00; 2022-02-12: 11:30; 2022-02-13: 4:00; 2022-02-14: 0:00; 2022-02-15: 0:00; 2022-02-16: 0:00; 2022-02-17: 0:00; 2022-02-18: 5:00; 2022-02-19: 0:00; 2022-02-20: 0:00; 2022-02-21: 0:00; 2022-02-22: 0:00; 2022-02-23: 0:00; 2022-02-24: 0:00; 2022-02-25: 0:00; 2022-02-26: 0:00; 2022-02-27: 0:00; 2022-02-28: 0:00; 2022-03-01: 0:00; 2022-03-02: 0:00; 2022-03-03: 0:00; 2022-03-04: 0:00; 2022-03-05: 0:00; 2022-03-06: 0:00; 2022-03-07: 0:00; 2022-03-08: 0:00; 2022-03-09: 0:00; 2022-03-10: 0:00; 2022-03-11: 0:00; 2022-03-12: 0:00; 2022-03-13: 0:00; 2022-03-14: 0:00; 2022-03-15: 0:00; 2022-03-16: 0:00; 2022-03-17: 0:00; 2022-03-18: 0:00; 2022-03-19: 0:00; 2022-03-20: 0:00; 2022-03-21: 0:00; 2022-03-22: 0:00; 2022-03-23: 0:00; 2022-03-24: 0:00; 2022-03-25: 0:00; 2022-03-26: 0:00; 2022-03-27: 0:00; 2022-03-28: 0:00; 2022-03-29: 0:00; 2022-03-30: 0:00; 2022-03-31: 0:00; 2022-04-01: 0:00; 2022-04-02: 0:00; 2022-04-03: 0:00; 2022-04-04: 0:00; 2022-04-05: 0:00; 2022-04-06: 0:00; 2022-04-07: 0:00; 2022-04-08: 0:00; 2022-04-09: 0:00; 2022-04-10: 0:00

## How To Use Spreadsheet
How to use MPS to FTE req |  | How to use Project tabs |  | How to use update Project tabs
1 | manually add project # Project code autopopulates | 1 | from MPS manually add thaw date on thaw column, remaining days autopopulate | 1 | If columns need to be added to include additional work, the MACRO enabled spreadsheet for each project also needs to be updated. This is located here: G:\Department\OPS\Planning OPS\Planning 2020\USP\Value stream\Macro Enabled
2 | mannually add thaw date | 2 | Copy / paste subsequent dates into week planning to align with activities required per day | 2 | Update column in this spreadsheet with desired change, copy/ paste this over to the individual macro enable spreadsheet on the same column
3 | copy/ paste formula in top left hand side into the thaw date | 3 | Sub preperations and media additions may be moved +/- 1 day due to resources | 3 | go to view -> macros -> view Macros -> click on "Run" for "CountMergedRowsProject" macro
4 | remove $ next to all (P) colums | 4 | Clarification planning is built on the clarification schedules weekly | 4 | this macro automatically updates the amount of time required for each given column (each row is 15 min x 2 techs) each stand alone row is 1 x 15 min
5 | drag formula across colums on same row |  |  | 5 | Copy / paste new time to this spreadsheet
6 | Drag formula backward across column on the same row (adds hours from pre thaw activities) |  |  | 6 | Time will automatically be updated in MPS to FTE req tab and 12 week schedule planning
5 | SUM of time will be added at the top (total time and total FTE) |  |  |  | SV PP review is not included in total hours